## DataDescription
2022 State Water Plan (SWP) data provided to assist in the analysis of alternative water management strategies (WMS). Data was queried on 6/1/2021.
Spreadsheet Tab Name | Link to Tab | Spreadsheet Tab Description
AlternativeWMS_Details | AlternativeWMS_Details!A1 | This tab includes alternative strategy supply information. When WMS supply is not assigned to a specific WUG, then it is left unassigned with the WMS sponsor.
AlternativeProjects | AlternativeProjects!A1 | This tab includes alternative project information
AlternativeProjectRelationships | AlternativeProjectRelationships!A1 | This tab includes the relationship between the recommended capital cost projects associated with the WMS listed in the tab labeled 'AlternativeWMS_Details'. The WMS and WMS project related sources and benefiting WUGs are also included in the relationship table. When a project is associated with more than one WMS supply record, its information will repeat in this table. If a WMS supply record is associated with more than one project its information will repeat in this table.

## AlternativeWMS_Details
WMSId | WMS Sponsor Region | WMS Group Name | WMS Name | WMS Type | Source Name | Source Detail | Source Region | Source County | Source Basin | Source Type | Source Subtype | Benefiting WUG Name | WUG Primary Region | WUG Split Region | WUG Type | Strategy Supply 2020 (acre-feet/year) | Strategy Supply 2030 (acre-feet/year) | Strategy Supply 2040 (acre-feet/year) | Strategy Supply 2050 (acre-feet/year) | Strategy Supply 2060 (acre-feet/year) | Strategy Supply 2070 (acre-feet/year)
3388 | A |  | ADVANCED TREATMENT - HALL COUNTY OTHER (LAKEVIEW) | GROUNDWATER WELLS & OTHER | SEYMOUR AQUIFER | PODS 2 AND 3 | A | HALL | RED | GROUNDWATER | GROUNDWATER | COUNTY-OTHER, HALL | A | A | MUNICIPAL | 0 | 50 | 50 | 50 | 50 | 50
3824 | A |  | CONNECTING TO PALO DURO RESERVOIR | OTHER SURFACE WATER | PALO DURO LAKE/RESERVOIR |  | A | RESERVOIR | CANADIAN | SURFACE WATER | RESERVOIR | PALO DURO RIVER AUTHORITY - UNASSIGNED WATER VOLUMES | A | A | UNASSIGNED WATER VOLUMES | 0 | 3875 | 3833 | 3792 | 3750 | 3708
688 | A |  | DEVELOP SEYMOUR AQUIFER SUPPLIES - HALL COUNTY OTHER (BRICE-LESLEY) | GROUNDWATER WELLS & OTHER | SEYMOUR AQUIFER | PODS 2 AND 3 | A | HALL | RED | GROUNDWATER | GROUNDWATER | COUNTY-OTHER, HALL | A | A | MUNICIPAL | 0 | 50 | 50 | 50 | 50 | 50
691 | A |  | DEVELOP SEYMOUR AQUIFER SUPPLIES - HALL COUNTY OTHER (ESTELLINE) | GROUNDWATER WELLS & OTHER | SEYMOUR AQUIFER | PODS 2 AND 3 | A | HALL | RED | GROUNDWATER | GROUNDWATER | COUNTY-OTHER, HALL | A | A | MUNICIPAL | 0 | 50 | 50 | 50 | 50 | 50
4997 | C |  | ALTERNATIVE - ATHENS - NEW WELL(S) IN CARRIZO-WILCOX AQUIFER | GROUNDWATER WELLS & OTHER | CARRIZO-WILCOX AQUIFER |  | C | HENDERSON | TRINITY | GROUNDWATER | GROUNDWATER | ATHENS | C | C | MUNICIPAL | 1238 | 1239 | 1240 | 1240 | 1249 | 1252
4997 | C |  | ALTERNATIVE - ATHENS - NEW WELL(S) IN CARRIZO-WILCOX AQUIFER | GROUNDWATER WELLS & OTHER | CARRIZO-WILCOX AQUIFER |  | C | HENDERSON | TRINITY | GROUNDWATER | GROUNDWATER | ATHENS | C | I | MUNICIPAL | 24 | 23 | 22 | 22 | 13 | 10
3735 | C |  | ALTERNATIVE - CORSICANA - NAVARRO MILLS WTP EXPANSION | OTHER SURFACE WATER | NAVARRO MILLS LAKE/RESERVOIR |  | C | RESERVOIR | TRINITY | SURFACE WATER | RESERVOIR | CORSICANA - UNASSIGNED WATER VOLUMES | C | C | UNASSIGNED WATER VOLUMES | 0 | 0 | 0 | 5605 | 5605 | 5605
5457 | C |  | ALTERNATIVE - DFW AIRPORT SUPPLY FROM EULESS | OTHER SURFACE WATER | TRWD LAKE/RESERVOIR SYSTEM |  | C | RESERVOIR | TRINITY | SURFACE WATER | RESERVOIR SYSTEM | COUNTY-OTHER, TARRANT | C | C | MUNICIPAL | 0 | 1000 | 1000 | 2000 | 2000 | 2000
5416 | C |  | ALTERNATIVE - DIRECT REUSE FROM SHERMAN | OTHER DIRECT REUSE | DIRECT REUSE | SHERMAN/GRAYSON MANUFACTURING | C | GRAYSON | RED | REUSE | DIRECT NON-POTABLE REUSE | MANUFACTURING, GRAYSON | C | C | MANUFACTURING | 561 | 561 | 561 | 561 | 561 | 561
3752 | C |  | ALTERNATIVE - DWU - DIRECT REUSE PROJECTS | OTHER DIRECT REUSE | DIRECT REUSE | CITY OF DALLAS/GOLF COURSE IRRIGATION | C | DALLAS | TRINITY | REUSE | DIRECT NON-POTABLE REUSE | DALLAS - UNASSIGNED WATER VOLUMES | C | C | UNASSIGNED WATER VOLUMES | 2501 | 2501 | 2501 | 2501 | 2501 | 2501
3747 | C |  | ALTERNATIVE - DWU - GROUNDWATER | GROUNDWATER WELLS & OTHER | CARRIZO-WILCOX AQUIFER |  | D | WOOD | CYPRESS | GROUNDWATER | GROUNDWATER | DALLAS - UNASSIGNED WATER VOLUMES | C | C | UNASSIGNED WATER VOLUMES | 1000 | 1000 | 1000 | 1000 | 1000 | 1000
3747 | C |  | ALTERNATIVE - DWU - GROUNDWATER | GROUNDWATER WELLS & OTHER | CARRIZO-WILCOX AQUIFER |  | D | WOOD | SABINE | GROUNDWATER | GROUNDWATER | DALLAS - UNASSIGNED WATER VOLUMES | C | C | UNASSIGNED WATER VOLUMES | 2500 | 2500 | 2500 | 2500 | 2500 | 2500
3747 | C |  | ALTERNATIVE - DWU - GROUNDWATER | GROUNDWATER WELLS & OTHER | QUEEN CITY AQUIFER |  | D | SMITH | SABINE | GROUNDWATER | GROUNDWATER | DALLAS - UNASSIGNED WATER VOLUMES | C | C | UNASSIGNED WATER VOLUMES | 15000 | 15000 | 15000 | 15000 | 15000 | 15000
3747 | C |  | ALTERNATIVE - DWU - GROUNDWATER | GROUNDWATER WELLS & OTHER | QUEEN CITY AQUIFER |  | D | UPSHUR | CYPRESS | GROUNDWATER | GROUNDWATER | DALLAS - UNASSIGNED WATER VOLUMES | C | C | UNASSIGNED WATER VOLUMES | 5000 | 5000 | 5000 | 5000 | 5000 | 5000
3747 | C |  | ALTERNATIVE - DWU - GROUNDWATER | GROUNDWATER WELLS & OTHER | QUEEN CITY AQUIFER |  | D | UPSHUR | SABINE | GROUNDWATER | GROUNDWATER | DALLAS - UNASSIGNED WATER VOLUMES | C | C | UNASSIGNED WATER VOLUMES | 3500 | 3500 | 3500 | 3500 | 3500 | 3500
3747 | C |  | ALTERNATIVE - DWU - GROUNDWATER | GROUNDWATER WELLS & OTHER | QUEEN CITY AQUIFER |  | D | WOOD | CYPRESS | GROUNDWATER | GROUNDWATER | DALLAS - UNASSIGNED WATER VOLUMES | C | C | UNASSIGNED WATER VOLUMES | 500 | 500 | 500 | 500 | 500 | 500
3747 | C |  | ALTERNATIVE - DWU - GROUNDWATER | GROUNDWATER WELLS & OTHER | QUEEN CITY AQUIFER |  | D | WOOD | SABINE | GROUNDWATER | GROUNDWATER | DALLAS - UNASSIGNED WATER VOLUMES | C | C | UNASSIGNED WATER VOLUMES | 2500 | 2500 | 2500 | 2500 | 2500 | 2500
3753 | C |  | ALTERNATIVE - DWU - LAKE TEXOMA DESALINATION | OTHER STRATEGIES | TEXOMA LAKE/RESERVOIR NON-SYSTEM PORTION |  | C | RESERVOIR | RED | SURFACE WATER | RESERVOIR | DALLAS - UNASSIGNED WATER VOLUMES | C | C | UNASSIGNED WATER VOLUMES | 33630 | 33630 | 33630 | 33630 | 33630 | 33630
3754 | C |  | ALTERNATIVE - DWU - RED RIVER OFF-CHANNEL RESERVOIR | OTHER SURFACE WATER | RED RIVER OFF-CHANNEL RESERVOIR |  | C | RESERVOIR | RED | SURFACE WATER | RESERVOIR | DALLAS - UNASSIGNED WATER VOLUMES | C | C | UNASSIGNED WATER VOLUMES | 0 | 0 | 0 | 0 | 114000 | 114000
5092 | C |  | ALTERNATIVE - DWU - SABINE CONJUNCTIVE SYSTEM OPERATIONS | CONJUNCTIVE USE | CARRIZO-WILCOX AQUIFER |  | D | WOOD | CYPRESS | GROUNDWATER | GROUNDWATER | DALLAS - UNASSIGNED WATER VOLUMES | C | C | UNASSIGNED WATER VOLUMES | 1000 | 1000 | 1000 | 1000 | 1000 | 1000
5092 | C |  | ALTERNATIVE - DWU - SABINE CONJUNCTIVE SYSTEM OPERATIONS | CONJUNCTIVE USE | CARRIZO-WILCOX AQUIFER |  | D | WOOD | SABINE | GROUNDWATER | GROUNDWATER | DALLAS - UNASSIGNED WATER VOLUMES | C | C | UNASSIGNED WATER VOLUMES | 2500 | 2500 | 2500 | 2500 | 2500 | 2500
5092 | C |  | ALTERNATIVE - DWU - SABINE CONJUNCTIVE SYSTEM OPERATIONS | CONJUNCTIVE USE | QUEEN CITY AQUIFER |  | D | SMITH | SABINE | GROUNDWATER | GROUNDWATER | DALLAS - UNASSIGNED WATER VOLUMES | C | C | UNASSIGNED WATER VOLUMES | 15000 | 15000 | 15000 | 15000 | 15000 | 15000
5092 | C |  | ALTERNATIVE - DWU - SABINE CONJUNCTIVE SYSTEM OPERATIONS | CONJUNCTIVE USE | QUEEN CITY AQUIFER |  | D | UPSHUR | CYPRESS | GROUNDWATER | GROUNDWATER | DALLAS - UNASSIGNED WATER VOLUMES | C | C | UNASSIGNED WATER VOLUMES | 5000 | 5000 | 5000 | 5000 | 5000 | 5000
5092 | C |  | ALTERNATIVE - DWU - SABINE CONJUNCTIVE SYSTEM OPERATIONS | CONJUNCTIVE USE | QUEEN CITY AQUIFER |  | D | UPSHUR | SABINE | GROUNDWATER | GROUNDWATER | DALLAS - UNASSIGNED WATER VOLUMES | C | C | UNASSIGNED WATER VOLUMES | 3500 | 3500 | 3500 | 3500 | 3500 | 3500
5092 | C |  | ALTERNATIVE - DWU - SABINE CONJUNCTIVE SYSTEM OPERATIONS | CONJUNCTIVE USE | QUEEN CITY AQUIFER |  | D | WOOD | CYPRESS | GROUNDWATER | GROUNDWATER | DALLAS - UNASSIGNED WATER VOLUMES | C | C | UNASSIGNED WATER VOLUMES | 500 | 500 | 500 | 500 | 500 | 500
5092 | C |  | ALTERNATIVE - DWU - SABINE CONJUNCTIVE SYSTEM OPERATIONS | CONJUNCTIVE USE | QUEEN CITY AQUIFER |  | D | WOOD | SABINE | GROUNDWATER | GROUNDWATER | DALLAS - UNASSIGNED WATER VOLUMES | C | C | UNASSIGNED WATER VOLUMES | 2500 | 2500 | 2500 | 2500 | 2500 | 2500
5092 | C |  | ALTERNATIVE - DWU - SABINE CONJUNCTIVE SYSTEM OPERATIONS | CONJUNCTIVE USE | SABINE RUN-OF-RIVER |  | D | SMITH | SABINE | SURFACE WATER | RUN-OF-RIVER | DALLAS - UNASSIGNED WATER VOLUMES | C | C | UNASSIGNED WATER VOLUMES | 37100 | 37100 | 37100 | 37100 | 37100 | 37100
5092 | C |  | ALTERNATIVE - DWU - SABINE CONJUNCTIVE SYSTEM OPERATIONS | CONJUNCTIVE USE | SABINE RUN-OF-RIVER |  | D | WOOD | SABINE | SURFACE WATER | RUN-OF-RIVER | DALLAS - UNASSIGNED WATER VOLUMES | C | C | UNASSIGNED WATER VOLUMES | 37100 | 37100 | 37100 | 37100 | 37100 | 37100
4754 | C |  | ALTERNATIVE - DWU AND UTRWD - RED RIVER OFF-CHANNEL RESERVOIR | OTHER SURFACE WATER | RED RIVER OFF-CHANNEL RESERVOIR |  | C | RESERVOIR | RED | SURFACE WATER | RESERVOIR | DALLAS - UNASSIGNED WATER VOLUMES | C | C | UNASSIGNED WATER VOLUMES | 0 | 0 | 0 | 0 | 114000 | 114000
4754 | C |  | ALTERNATIVE - DWU AND UTRWD - RED RIVER OFF-CHANNEL RESERVOIR | OTHER SURFACE WATER | RED RIVER OFF-CHANNEL RESERVOIR |  | C | RESERVOIR | RED | SURFACE WATER | RESERVOIR | UPPER TRINITY REGIONAL WD - UNASSIGNED WATER VOLUMES | C | C | UNASSIGNED WATER VOLUMES | 0 | 0 | 0 | 0 | 15000 | 15000
5455 | C |  | ALTERNATIVE - EULESS ADDITIONAL PURCHASE FROM TRA | OTHER SURFACE WATER | TRWD LAKE/RESERVOIR SYSTEM |  | C | RESERVOIR | TRINITY | SURFACE WATER | RESERVOIR SYSTEM | EULESS | C | C | MUNICIPAL | 2106 | 2106 | 2106 | 2106 | 2106 | 2106
5078 | C |  | ALTERNATIVE - GAINESVILLE - LAKE TEXOMA | OTHER SURFACE WATER | TEXOMA LAKE/RESERVOIR NON-SYSTEM PORTION |  | C | RESERVOIR | RED | SURFACE WATER | RESERVOIR | GAINESVILLE - UNASSIGNED WATER VOLUMES | C | C | UNASSIGNED WATER VOLUMES | 0 | 0 | 0 | 0 | 0 | 0
5456 | C |  | ALTERNATIVE - GRAPEVINE PURCHASE FROM DALLAS COUNTY PARK CITIES MUD | OTHER SURFACE WATER | GRAPEVINE LAKE/RESERVOIR NON-SYSTEM PORTION |  | C | RESERVOIR | TRINITY | SURFACE WATER | RESERVOIR | GRAPEVINE | C | C | MUNICIPAL | 5000 | 5000 | 5000 | 5000 | 5000 | 4852
3240 | C |  | ALTERNATIVE - GTUA - GRAYSON COUNTY WSP | NEW MAJOR RESERVOIR | TEXOMA LAKE/RESERVOIR NON-SYSTEM PORTION |  | C | RESERVOIR | RED | SURFACE WATER | RESERVOIR | GREATER TEXOMA UTILITY AUTHORITY - UNASSIGNED WATER VOLUMES | C | C | UNASSIGNED WATER VOLUMES | 37610 | 37610 | 37610 | 37610 | 37610 | 37610
5076 | C |  | ALTERNATIVE - IRVING - OKLAHOMA (LAKE HUGO) | OTHER SURFACE WATER | OKLAHOMA HUGO LAKE/RESERVOIR |  | OK | OKLAHOMA | OKLAHOMA | SURFACE WATER | RESERVOIR | IRVING - UNASSIGNED WATER VOLUMES | C | C | UNASSIGNED WATER VOLUMES | 0 | 0 | 0 | 0 | 0 | 25000
4998 | C |  | ALTERNATIVE - M E N WSC - RO OF BRACKISH GROUNDWATER | GROUNDWATER WELLS & OTHER | WOODBINE AQUIFER |  | C | NAVARRO | TRINITY | GROUNDWATER | GROUNDWATER | M E N WSC | C | C | MUNICIPAL | 0 | 0 | 0 | 0 | 0 | 0
5454 | C |  | ALTERNATIVE - M E N WSC RAW SURFACE WATER FROM ADDITIONAL SOURCE | OTHER SURFACE WATER | TRWD LAKE/RESERVOIR SYSTEM |  | C | RESERVOIR | TRINITY | SURFACE WATER | RESERVOIR SYSTEM | M E N WSC | C | C | MUNICIPAL | 250 | 250 | 250 | 250 | 250 | 250
3756 | C |  | ALTERNATIVE - MARVIN NICHOLS (328) FOR NTMWD, TRWD, UTRWD, DWU, AND IRVING | NEW MAJOR RESERVOIR | MARVIN NICHOLS LAKE/RESERVOIR |  | D | RESERVOIR | SULPHUR | SURFACE WATER | RESERVOIR | DALLAS - UNASSIGNED WATER VOLUMES | C | C | UNASSIGNED WATER VOLUMES | 0 | 0 | 0 | 85438 | 85438 | 85438
3756 | C |  | ALTERNATIVE - MARVIN NICHOLS (328) FOR NTMWD, TRWD, UTRWD, DWU, AND IRVING | NEW MAJOR RESERVOIR | MARVIN NICHOLS LAKE/RESERVOIR |  | D | RESERVOIR | SULPHUR | SURFACE WATER | RESERVOIR | IRVING - UNASSIGNED WATER VOLUMES | C | C | UNASSIGNED WATER VOLUMES | 0 | 0 | 0 | 18680 | 18680 | 18680
3756 | C |  | ALTERNATIVE - MARVIN NICHOLS (328) FOR NTMWD, TRWD, UTRWD, DWU, AND IRVING | NEW MAJOR RESERVOIR | MARVIN NICHOLS LAKE/RESERVOIR |  | D | RESERVOIR | SULPHUR | SURFACE WATER | RESERVOIR | NORTH TEXAS MWD - UNASSIGNED WATER VOLUMES | C | C | UNASSIGNED WATER VOLUMES | 0 | 0 | 0 | 115465 | 115465 | 115465
3756 | C |  | ALTERNATIVE - MARVIN NICHOLS (328) FOR NTMWD, TRWD, UTRWD, DWU, AND IRVING | NEW MAJOR RESERVOIR | MARVIN NICHOLS LAKE/RESERVOIR |  | D | RESERVOIR | SULPHUR | SURFACE WATER | RESERVOIR | TARRANT REGIONAL WD - UNASSIGNED WATER VOLUMES | C | C | UNASSIGNED WATER VOLUMES | 0 | 0 | 0 | 115465 | 115465 | 115465
3756 | C |  | ALTERNATIVE - MARVIN NICHOLS (328) FOR NTMWD, TRWD, UTRWD, DWU, AND IRVING | NEW MAJOR RESERVOIR | MARVIN NICHOLS LAKE/RESERVOIR |  | D | RESERVOIR | SULPHUR | SURFACE WATER | RESERVOIR | UPPER TRINITY REGIONAL WD - UNASSIGNED WATER VOLUMES | C | C | UNASSIGNED WATER VOLUMES | 0 | 0 | 0 | 26152 | 26152 | 26152
5085 | C |  | ALTERNATIVE - MIDLOTHIAN - DIRECT POTABLE REUSE (MOUNTAIN CREEK WWTP EFFLUENT) | OTHER DIRECT REUSE | DIRECT REUSE | MOUNTAIN CREEK WWTP/MIDLOTHIAN | C | ELLIS | TRINITY | REUSE | DIRECT NON-POTABLE REUSE | MIDLOTHIAN | C | C | MUNICIPAL | 1121 | 2242 | 3363 | 4484 | 5605 | 5605
5453 | C |  | ALTERNATIVE - MIDLOTHIAN - PURCHASE DUNCANVILLE'S JOE POOL YIELD | OTHER SURFACE WATER | JOE POOL LAKE/RESERVOIR |  | C | RESERVOIR | TRINITY | SURFACE WATER | RESERVOIR | MIDLOTHIAN | C | C | MUNICIPAL | 613 | 734 | 855 | 976 | 961 | 939
5083 | C |  | ALTERNATIVE - MUENSTER - CONNECT TO GAINESVILLE | GROUNDWATER WELLS & OTHER | TRINITY AQUIFER | ANTLERS | C | COOKE | TRINITY | GROUNDWATER | GROUNDWATER | MUENSTER - UNASSIGNED WATER VOLUMES | C | C | UNASSIGNED WATER VOLUMES | 0 | 0 | 0 | 0 | 0 | 0
4939 | C |  | ALTERNATIVE - NTMWD - AQUIFER STORAGE AND RECOVERY | AQUIFER STORAGE & RECOVERY | TRINITY AQUIFER ASR | LAKE LAVON AND NTMWD / EAST FORK WETLANDS TO LAKE LAVON | C | COLLIN | TRINITY | GROUNDWATER | AQUIFER STORAGE & RECOVERY | NORTH TEXAS MWD - UNASSIGNED WATER VOLUMES | C | C | UNASSIGNED WATER VOLUMES | 2500 | 2500 | 2500 | 2500 | 2500 | 2500
3750 | C |  | ALTERNATIVE - NTMWD - GEORGE PARKHOUSE RESERVOIR (NORTH) | NEW MAJOR RESERVOIR | GEORGE PARKHOUSE NORTH LAKE/RESERVOIR |  | D | RESERVOIR | SULPHUR | SURFACE WATER | RESERVOIR | NORTH TEXAS MWD - UNASSIGNED WATER VOLUMES | C | C | UNASSIGNED WATER VOLUMES | 0 | 0 | 0 | 85200 | 85200 | 85200
3759 | C |  | ALTERNATIVE - NTMWD - GEORGE PARKHOUSE RESERVOIR (SOUTH) | NEW MAJOR RESERVOIR | GEORGE PARKHOUSE SOUTH LAKE/RESERVOIR |  | D | RESERVOIR | SULPHUR | SURFACE WATER | RESERVOIR | NORTH TEXAS MWD - UNASSIGNED WATER VOLUMES | C | C | UNASSIGNED WATER VOLUMES | 0 | 0 | 0 | 92800 | 92800 | 92800
3758 | C |  | ALTERNATIVE - NTMWD - GROUNDWATER | GROUNDWATER WELLS & OTHER | CARRIZO-WILCOX AQUIFER |  | I | ANDERSON | TRINITY | GROUNDWATER | GROUNDWATER | NORTH TEXAS MWD - UNASSIGNED WATER VOLUMES | C | C | UNASSIGNED WATER VOLUMES | 10000 | 10000 | 10000 | 10000 | 10000 | 10000
3758 | C |  | ALTERNATIVE - NTMWD - GROUNDWATER | GROUNDWATER WELLS & OTHER | CARRIZO-WILCOX AQUIFER | CARRIZO¦ CALVERT BLUFF¦ SIMSBORO¦ HOOPER | C | FREESTONE | TRINITY | GROUNDWATER | GROUNDWATER | NORTH TEXAS MWD - UNASSIGNED WATER VOLUMES | C | C | UNASSIGNED WATER VOLUMES | 10000 | 10000 | 10000 | 10000 | 10000 | 10000
3758 | C |  | ALTERNATIVE - NTMWD - GROUNDWATER | GROUNDWATER WELLS & OTHER | QUEEN CITY AQUIFER |  | C | FREESTONE | TRINITY | GROUNDWATER | GROUNDWATER | NORTH TEXAS MWD - UNASSIGNED WATER VOLUMES | C | C | UNASSIGNED WATER VOLUMES | 0 | 0 | 0 | 0 | 0 | 0
3758 | C |  | ALTERNATIVE - NTMWD - GROUNDWATER | GROUNDWATER WELLS & OTHER | QUEEN CITY AQUIFER |  | I | ANDERSON | TRINITY | GROUNDWATER | GROUNDWATER | NORTH TEXAS MWD - UNASSIGNED WATER VOLUMES | C | C | UNASSIGNED WATER VOLUMES | 22000 | 22000 | 22000 | 22000 | 22000 | 22000
3760 | C |  | ALTERNATIVE - NTMWD - LAKE OF THE PINES (CYPRESS BASIN SUPPLIES) | OTHER SURFACE WATER | O' THE PINES LAKE/RESERVOIR |  | D | RESERVOIR | CYPRESS | SURFACE WATER | RESERVOIR | NORTH TEXAS MWD - UNASSIGNED WATER VOLUMES | C | C | UNASSIGNED WATER VOLUMES | 0 | 50000 | 50000 | 50000 | 50000 | 50000
3761 | C |  | ALTERNATIVE - NTMWD - LAKE TEXOMA DESAL AT LEONARD (ALREADY AUTHORIZED) | OTHER STRATEGIES | NORTH TEXAS MWD LAKE/RESERVOIR SYSTEM |  | C | RESERVOIR | TRINITY | SURFACE WATER | RESERVOIR SYSTEM | NORTH TEXAS MWD - UNASSIGNED WATER VOLUMES | C | C | UNASSIGNED WATER VOLUMES | 33630 | 33630 | 33630 | 33630 | 33630 | 33630
4752 | C |  | ALTERNATIVE - NTMWD AND UTRWD - GEORGE PARKHOUSE (NORTH) | NEW MAJOR RESERVOIR | GEORGE PARKHOUSE NORTH LAKE/RESERVOIR |  | D | RESERVOIR | SULPHUR | SURFACE WATER | RESERVOIR | NORTH TEXAS MWD - UNASSIGNED WATER VOLUMES | C | C | UNASSIGNED WATER VOLUMES | 0 | 0 | 0 | 57084 | 57084 | 57084
4752 | C |  | ALTERNATIVE - NTMWD AND UTRWD - GEORGE PARKHOUSE (NORTH) | NEW MAJOR RESERVOIR | GEORGE PARKHOUSE NORTH LAKE/RESERVOIR |  | D | RESERVOIR | SULPHUR | SURFACE WATER | RESERVOIR | UPPER TRINITY REGIONAL WD - UNASSIGNED WATER VOLUMES | C | C | UNASSIGNED WATER VOLUMES | 0 | 0 | 0 | 28116 | 28116 | 28116
4753 | C |  | ALTERNATIVE - NTMWD AND UTRWD - GEORGE PARKHOUSE (SOUTH) | NEW MAJOR RESERVOIR | GEORGE PARKHOUSE SOUTH LAKE/RESERVOIR |  | D | RESERVOIR | SULPHUR | SURFACE WATER | RESERVOIR | NORTH TEXAS MWD - UNASSIGNED WATER VOLUMES | C | C | UNASSIGNED WATER VOLUMES | 0 | 0 | 0 | 62900 | 62900 | 62900
4753 | C |  | ALTERNATIVE - NTMWD AND UTRWD - GEORGE PARKHOUSE (SOUTH) | NEW MAJOR RESERVOIR | GEORGE PARKHOUSE SOUTH LAKE/RESERVOIR |  | D | RESERVOIR | SULPHUR | SURFACE WATER | RESERVOIR | UPPER TRINITY REGIONAL WD - UNASSIGNED WATER VOLUMES | C | C | UNASSIGNED WATER VOLUMES | 0 | 0 | 0 | 29900 | 29900 | 29900
5082 | C |  | ALTERNATIVE - ROCKETT SUD - CONNECT AND PURCHASE TREATED WATER FROM DALLAS | OTHER SURFACE WATER | JOE POOL LAKE/RESERVOIR |  | C | RESERVOIR | TRINITY | SURFACE WATER | RESERVOIR | ROCKETT SUD | C | C | MUNICIPAL | 0 | 0 | 0 | 0 | 0 | 0
5082 | C |  | ALTERNATIVE - ROCKETT SUD - CONNECT AND PURCHASE TREATED WATER FROM DALLAS | OTHER SURFACE WATER | TRWD LAKE/RESERVOIR SYSTEM |  | C | RESERVOIR | TRINITY | SURFACE WATER | RESERVOIR SYSTEM | ROCKETT SUD | C | C | MUNICIPAL | 0 | 0 | 0 | 0 | 0 | 0
3763 | C |  | ALTERNATIVE - TOLEDO BEND TO DWU, TRWD, NTMWD AND UTRWD | OTHER SURFACE WATER | TOLEDO BEND LAKE/RESERVOIR |  | I | RESERVOIR | SABINE | SURFACE WATER | RESERVOIR | DALLAS - UNASSIGNED WATER VOLUMES | C | C | UNASSIGNED WATER VOLUMES | 0 | 0 | 0 | 0 | 0 | 100000
3763 | C |  | ALTERNATIVE - TOLEDO BEND TO DWU, TRWD, NTMWD AND UTRWD | OTHER SURFACE WATER | TOLEDO BEND LAKE/RESERVOIR |  | I | RESERVOIR | SABINE | SURFACE WATER | RESERVOIR | NORTH TEXAS MWD - UNASSIGNED WATER VOLUMES | C | C | UNASSIGNED WATER VOLUMES | 0 | 0 | 0 | 0 | 0 | 100000
3763 | C |  | ALTERNATIVE - TOLEDO BEND TO DWU, TRWD, NTMWD AND UTRWD | OTHER SURFACE WATER | TOLEDO BEND LAKE/RESERVOIR |  | I | RESERVOIR | SABINE | SURFACE WATER | RESERVOIR | TARRANT REGIONAL WD - UNASSIGNED WATER VOLUMES | C | C | UNASSIGNED WATER VOLUMES | 0 | 0 | 0 | 0 | 0 | 100000
3763 | C |  | ALTERNATIVE - TOLEDO BEND TO DWU, TRWD, NTMWD AND UTRWD | OTHER SURFACE WATER | TOLEDO BEND LAKE/RESERVOIR |  | I | RESERVOIR | SABINE | SURFACE WATER | RESERVOIR | UPPER TRINITY REGIONAL WD - UNASSIGNED WATER VOLUMES | C | C | UNASSIGNED WATER VOLUMES | 0 | 0 | 0 | 0 | 0 | 50000
3765 | C |  | ALTERNATIVE - UTRWD - ADDITIONAL REUSE | OTHER DIRECT REUSE | DIRECT REUSE | UTRWD/DENTON COUNTY IRRIGATION | C | DENTON | TRINITY | REUSE | DIRECT NON-POTABLE REUSE | UPPER TRINITY REGIONAL WD - UNASSIGNED WATER VOLUMES | C | C | UNASSIGNED WATER VOLUMES | 15000 | 15000 | 15000 | 15000 | 15000 | 15000
3867 | C |  | ALTERNATIVE - UTRWD - LAKE TEXOMA BLEND | OTHER SURFACE WATER | TEXOMA LAKE/RESERVOIR NON-SYSTEM PORTION |  | C | RESERVOIR | RED | SURFACE WATER | RESERVOIR | UPPER TRINITY REGIONAL WD - UNASSIGNED WATER VOLUMES | C | C | UNASSIGNED WATER VOLUMES | 25000 | 25000 | 25000 | 25000 | 25000 | 25000
3776 | C |  | ALTERNATIVE - UTRWD OKLAHOMA WATER | OTHER SURFACE WATER | OKLAHOMA HUGO LAKE/RESERVOIR |  | OK | OKLAHOMA | OKLAHOMA | SURFACE WATER | RESERVOIR | UPPER TRINITY REGIONAL WD - UNASSIGNED WATER VOLUMES | C | C | UNASSIGNED WATER VOLUMES | 10000 | 10000 | 10000 | 10000 | 10000 | 10000
4764 | C |  | ALTERNATIVE - WRIGHT PATMAN REALLOCATION FOR NTMWD, TRWD, UTRWD, AND IRVING | OTHER SURFACE WATER | WRIGHT PATMAN LAKE/RESERVOIR |  | D | RESERVOIR | SULPHUR | SURFACE WATER | RESERVOIR | DALLAS - UNASSIGNED WATER VOLUMES | C | C | UNASSIGNED WATER VOLUMES | 0 | 0 | 0 | 0 | 0 | 28904
4764 | C |  | ALTERNATIVE - WRIGHT PATMAN REALLOCATION FOR NTMWD, TRWD, UTRWD, AND IRVING | OTHER SURFACE WATER | WRIGHT PATMAN LAKE/RESERVOIR |  | D | RESERVOIR | SULPHUR | SURFACE WATER | RESERVOIR | IRVING - UNASSIGNED WATER VOLUMES | C | C | UNASSIGNED WATER VOLUMES | 0 | 0 | 0 | 0 | 0 | 6320
4764 | C |  | ALTERNATIVE - WRIGHT PATMAN REALLOCATION FOR NTMWD, TRWD, UTRWD, AND IRVING | OTHER SURFACE WATER | WRIGHT PATMAN LAKE/RESERVOIR |  | D | RESERVOIR | SULPHUR | SURFACE WATER | RESERVOIR | NORTH TEXAS MWD - UNASSIGNED WATER VOLUMES | C | C | UNASSIGNED WATER VOLUMES | 0 | 0 | 0 | 0 | 0 | 39064
4764 | C |  | ALTERNATIVE - WRIGHT PATMAN REALLOCATION FOR NTMWD, TRWD, UTRWD, AND IRVING | OTHER SURFACE WATER | WRIGHT PATMAN LAKE/RESERVOIR |  | D | RESERVOIR | SULPHUR | SURFACE WATER | RESERVOIR | TARRANT REGIONAL WD - UNASSIGNED WATER VOLUMES | C | C | UNASSIGNED WATER VOLUMES | 0 | 0 | 0 | 0 | 0 | 39064
4764 | C |  | ALTERNATIVE - WRIGHT PATMAN REALLOCATION FOR NTMWD, TRWD, UTRWD, AND IRVING | OTHER SURFACE WATER | WRIGHT PATMAN LAKE/RESERVOIR |  | D | RESERVOIR | SULPHUR | SURFACE WATER | RESERVOIR | UPPER TRINITY REGIONAL WD - UNASSIGNED WATER VOLUMES | C | C | UNASSIGNED WATER VOLUMES | 0 | 0 | 0 | 0 | 0 | 8848
3796 | D |  | ALT CANTON GRAND SALINE RESERVOIR | NEW MAJOR RESERVOIR | GRAND SALINE LAKE/RESERVOIR |  | D | RESERVOIR | SABINE | SURFACE WATER | RESERVOIR | CANTON | D | D | MUNICIPAL | 1810 | 1810 | 1810 | 1810 | 1810 | 1810
3793 | D |  | ALT CLARKSVILLE TREATED PIPELINE PAT MAYSE WATER | OTHER SURFACE WATER | PAT MAYSE LAKE/RESERVOIR |  | D | RESERVOIR | RED | SURFACE WATER | RESERVOIR | CLARKSVILLE | D | D | MUNICIPAL | 303 | 303 | 303 | 303 | 303 | 303
2985 | D |  | ALT DRILL NEW WELLS (BRINKER WSC) | GROUNDWATER WELLS & OTHER | CARRIZO-WILCOX AQUIFER |  | D | HOPKINS | SULPHUR | GROUNDWATER | GROUNDWATER | BRINKER WSC | D | D | MUNICIPAL | 0 | 0 | 0 | 12 | 47 | 83
5372 | D |  | ALT DRILL NEW WELLS (IRRIGATION RED RIVER, TRINITY AQUIFER, SULPHUR) | GROUNDWATER WELLS & OTHER | TRINITY AQUIFER | GLEN ROSE¦ PALUXY¦ TRAVIS PEAK | D | RED RIVER | SULPHUR | GROUNDWATER | GROUNDWATER | IRRIGATION, RED RIVER | D | D | IRRIGATION | 97 | 97 | 97 | 97 | 97 | 97
4837 | D |  | ALT RIVERBEND STRATEGY CASS | OTHER SURFACE WATER | WRIGHT PATMAN LAKE/RESERVOIR |  | D | RESERVOIR | SULPHUR | SURFACE WATER | RESERVOIR | QUEEN CITY | D | D | MUNICIPAL | 0 | 251 | 244 | 243 | 243 | 243
3023 | D |  | ALT WOOD COUNTY PIPELINE | GROUNDWATER WELLS & OTHER | CARRIZO-WILCOX AQUIFER |  | D | WOOD | SABINE | GROUNDWATER | GROUNDWATER | B H P WSC | D | C | MUNICIPAL | 0 | 12 | 22 | 32 | 45 | 59
3023 | D |  | ALT WOOD COUNTY PIPELINE | GROUNDWATER WELLS & OTHER | CARRIZO-WILCOX AQUIFER |  | D | WOOD | SABINE | GROUNDWATER | GROUNDWATER | B H P WSC | D | D | MUNICIPAL | 2 | 60 | 103 | 177 | 288 | 446
3023 | D |  | ALT WOOD COUNTY PIPELINE | GROUNDWATER WELLS & OTHER | CARRIZO-WILCOX AQUIFER |  | D | WOOD | SABINE | GROUNDWATER | GROUNDWATER | BRINKER WSC | D | D | MUNICIPAL | 0 | 0 | 0 | 12 | 47 | 83
3023 | D |  | ALT WOOD COUNTY PIPELINE | GROUNDWATER WELLS & OTHER | CARRIZO-WILCOX AQUIFER |  | D | WOOD | SABINE | GROUNDWATER | GROUNDWATER | CADDO BASIN SUD | D | C | MUNICIPAL | 2 | 48 | 91 | 161 | 256 | 364
3023 | D |  | ALT WOOD COUNTY PIPELINE | GROUNDWATER WELLS & OTHER | CARRIZO-WILCOX AQUIFER |  | D | WOOD | SABINE | GROUNDWATER | GROUNDWATER | CADDO BASIN SUD | D | D | MUNICIPAL | 5 | 172 | 315 | 561 | 946 | 1502
3023 | D |  | ALT WOOD COUNTY PIPELINE | GROUNDWATER WELLS & OTHER | CARRIZO-WILCOX AQUIFER |  | D | WOOD | SABINE | GROUNDWATER | GROUNDWATER | CADDO MILLS | D | D | MUNICIPAL | 0 | 1 | 36 | 68 | 108 | 254
3023 | D |  | ALT WOOD COUNTY PIPELINE | GROUNDWATER WELLS & OTHER | CARRIZO-WILCOX AQUIFER |  | D | WOOD | SABINE | GROUNDWATER | GROUNDWATER | CASH SUD | D | C | MUNICIPAL | 0 | 0 | 31 | 49 | 61 | 25
3023 | D |  | ALT WOOD COUNTY PIPELINE | GROUNDWATER WELLS & OTHER | CARRIZO-WILCOX AQUIFER |  | D | WOOD | SABINE | GROUNDWATER | GROUNDWATER | CASH SUD | D | D | MUNICIPAL | 330 | 394 | 978 | 1297 | 1285 | 1321
3023 | D |  | ALT WOOD COUNTY PIPELINE | GROUNDWATER WELLS & OTHER | CARRIZO-WILCOX AQUIFER |  | D | WOOD | SABINE | GROUNDWATER | GROUNDWATER | CELESTE | D | D | MUNICIPAL | 29 | 52 | 86 | 136 | 209 | 316
3023 | D |  | ALT WOOD COUNTY PIPELINE | GROUNDWATER WELLS & OTHER | CARRIZO-WILCOX AQUIFER |  | D | WOOD | SABINE | GROUNDWATER | GROUNDWATER | COUNTY-OTHER, HUNT | D | D | MUNICIPAL | 0 | 0 | 166 | 703 | 1817 | 3834
3023 | D |  | ALT WOOD COUNTY PIPELINE | GROUNDWATER WELLS & OTHER | CARRIZO-WILCOX AQUIFER |  | D | WOOD | SABINE | GROUNDWATER | GROUNDWATER | CUMBY | D | D | MUNICIPAL | 13 | 29 | 44 | 58 | 77 | 88
3023 | D |  | ALT WOOD COUNTY PIPELINE | GROUNDWATER WELLS & OTHER | CARRIZO-WILCOX AQUIFER |  | D | WOOD | SABINE | GROUNDWATER | GROUNDWATER | HICKORY CREEK SUD | D | C | MUNICIPAL | 8 | 19 | 30 | 44 | 60 | 83
3023 | D |  | ALT WOOD COUNTY PIPELINE | GROUNDWATER WELLS & OTHER | CARRIZO-WILCOX AQUIFER |  | D | WOOD | SABINE | GROUNDWATER | GROUNDWATER | HICKORY CREEK SUD | D | D | MUNICIPAL | 88 | 254 | 489 | 822 | 1306 | 2012
3023 | D |  | ALT WOOD COUNTY PIPELINE | GROUNDWATER WELLS & OTHER | CARRIZO-WILCOX AQUIFER |  | D | WOOD | SABINE | GROUNDWATER | GROUNDWATER | IRRIGATION, HOPKINS | D | D | IRRIGATION | 4627 | 4627 | 4627 | 4627 | 4627 | 4627
3023 | D |  | ALT WOOD COUNTY PIPELINE | GROUNDWATER WELLS & OTHER | CARRIZO-WILCOX AQUIFER |  | D | WOOD | SABINE | GROUNDWATER | GROUNDWATER | LIVESTOCK, HOPKINS | D | D | LIVESTOCK | 1068 | 1090 | 1140 | 1143 | 1196 | 1219
3023 | D |  | ALT WOOD COUNTY PIPELINE | GROUNDWATER WELLS & OTHER | CARRIZO-WILCOX AQUIFER |  | D | WOOD | SABINE | GROUNDWATER | GROUNDWATER | LIVESTOCK, WOOD | D | D | LIVESTOCK | 1132 | 1132 | 1132 | 1132 | 1132 | 1132
3023 | D |  | ALT WOOD COUNTY PIPELINE | GROUNDWATER WELLS & OTHER | CARRIZO-WILCOX AQUIFER |  | D | WOOD | SABINE | GROUNDWATER | GROUNDWATER | MANUFACTURING, VAN ZANDT | D | D | MANUFACTURING | 242 | 418 | 418 | 418 | 429 | 429
3023 | D |  | ALT WOOD COUNTY PIPELINE | GROUNDWATER WELLS & OTHER | CARRIZO-WILCOX AQUIFER |  | D | WOOD | SABINE | GROUNDWATER | GROUNDWATER | MANUFACTURING, WOOD | D | D | MANUFACTURING | 1030 | 1583 | 1583 | 1583 | 1583 | 1583
3023 | D |  | ALT WOOD COUNTY PIPELINE | GROUNDWATER WELLS & OTHER | CARRIZO-WILCOX AQUIFER |  | D | WOOD | SABINE | GROUNDWATER | GROUNDWATER | MARTIN SPRINGS WSC | D | D | MUNICIPAL | 0 | 0 | 0 | 0 | 0 | 29
3023 | D |  | ALT WOOD COUNTY PIPELINE | GROUNDWATER WELLS & OTHER | CARRIZO-WILCOX AQUIFER |  | D | WOOD | SABINE | GROUNDWATER | GROUNDWATER | MILLER GROVE WSC | D | D | MUNICIPAL | 8 | 16 | 23 | 29 | 40 | 52
3023 | D |  | ALT WOOD COUNTY PIPELINE | GROUNDWATER WELLS & OTHER | CARRIZO-WILCOX AQUIFER |  | D | WOOD | SABINE | GROUNDWATER | GROUNDWATER | MINING, HOPKINS | D | D | MINING | 227 | 283 | 360 | 444 | 533 | 639
3023 | D |  | ALT WOOD COUNTY PIPELINE | GROUNDWATER WELLS & OTHER | CARRIZO-WILCOX AQUIFER |  | D | WOOD | SABINE | GROUNDWATER | GROUNDWATER | MINING, HUNT | D | D | MINING | 73 | 64 | 35 | 19 | 7 | 0
3023 | D |  | ALT WOOD COUNTY PIPELINE | GROUNDWATER WELLS & OTHER | CARRIZO-WILCOX AQUIFER |  | D | WOOD | SABINE | GROUNDWATER | GROUNDWATER | NORTH HUNT SUD | D | C | MUNICIPAL | 11 | 17 | 23 | 29 | 36 | 42
3023 | D |  | ALT WOOD COUNTY PIPELINE | GROUNDWATER WELLS & OTHER | CARRIZO-WILCOX AQUIFER |  | D | WOOD | SABINE | GROUNDWATER | GROUNDWATER | NORTH HUNT SUD | D | D | MUNICIPAL | 78 | 148 | 243 | 376 | 567 | 846
3023 | D |  | ALT WOOD COUNTY PIPELINE | GROUNDWATER WELLS & OTHER | CARRIZO-WILCOX AQUIFER |  | D | WOOD | SABINE | GROUNDWATER | GROUNDWATER | POETRY WSC | D | C | MUNICIPAL | 0 | 19 | 32 | 57 | 94 | 145
3023 | D |  | ALT WOOD COUNTY PIPELINE | GROUNDWATER WELLS & OTHER | CARRIZO-WILCOX AQUIFER |  | D | WOOD | SABINE | GROUNDWATER | GROUNDWATER | POETRY WSC | D | D | MUNICIPAL | 0 | 47 | 83 | 143 | 236 | 365
3023 | D |  | ALT WOOD COUNTY PIPELINE | GROUNDWATER WELLS & OTHER | CARRIZO-WILCOX AQUIFER |  | D | WOOD | SABINE | GROUNDWATER | GROUNDWATER | WOLFE CITY | D | C | MUNICIPAL | 0 | 0 | 0 | 3 | 8 | 15
3023 | D |  | ALT WOOD COUNTY PIPELINE | GROUNDWATER WELLS & OTHER | CARRIZO-WILCOX AQUIFER |  | D | WOOD | SABINE | GROUNDWATER | GROUNDWATER | WOLFE CITY | D | D | MUNICIPAL | 0 | 0 | 0 | 51 | 149 | 293
3819 | D |  | DIMPLE RESERVOIR | NEW MAJOR RESERVOIR | DIMPLE LAKE/RESERVOIR |  | D | RESERVOIR | RED | SURFACE WATER | RESERVOIR | CLARKSVILLE | D | D | MUNICIPAL | 303 | 303 | 303 | 303 | 303 | 303
3819 | D |  | DIMPLE RESERVOIR | NEW MAJOR RESERVOIR | DIMPLE LAKE/RESERVOIR |  | D | RESERVOIR | RED | SURFACE WATER | RESERVOIR | CLARKSVILLE - UNASSIGNED WATER VOLUMES | D | D | UNASSIGNED WATER VOLUMES | 9897 | 9897 | 9897 | 9897 | 9897 | 9897
2937 | D |  | RIVERBEND STRATEGY | OTHER SURFACE WATER | WRIGHT PATMAN LAKE/RESERVOIR |  | D | RESERVOIR | SULPHUR | SURFACE WATER | RESERVOIR | CLARKSVILLE | D | D | MUNICIPAL | 303 | 303 | 303 | 303 | 303 | 303
5042 | E |  | EPW - ADVANCED WATER PURIFICATION AT THE FRED HERVEY WRP | OTHER DIRECT REUSE | DIRECT REUSE | EL PASO WATER/EL PASO WATER, EL PASO | E | EL PASO | RIO GRANDE | REUSE | DIRECT NON-POTABLE REUSE | EL PASO WATER | E | E | MUNICIPAL | 0 | 0 | 10000 | 10000 | 10000 | 10000
2799 | E |  | EPW - ADVANCED WATER PURIFICATION AT THE HASKELL STREET WRP | OTHER DIRECT REUSE | DIRECT REUSE | EL PASO WATER/EL PASO WATER, EL PASO | E | EL PASO | RIO GRANDE | REUSE | DIRECT NON-POTABLE REUSE | EL PASO WATER | E | E | MUNICIPAL | 0 | 0 | 0 | 0 | 0 | 10000
2808 | E |  | EPW - EXPANSION OF CANUTILLO MESILLA BOLSON WELL FIELD | GROUNDWATER WELLS & OTHER | HUECO-MESILLA BOLSON AQUIFER |  | E | EL PASO | RIO GRANDE | GROUNDWATER | GROUNDWATER | EL PASO WATER | E | E | MUNICIPAL | 0 | 7760 | 11640 | 15520 | 19400 | 23280
3521 | E |  | EPW - EXPANSION OF JONATHAN ROGERS WTP | OTHER SURFACE WATER | RIO GRANDE RUN-OF-RIVER |  | E | EL PASO | RIO GRANDE | SURFACE WATER | RUN-OF-RIVER | EL PASO WATER | E | E | MUNICIPAL | 0 | 0 | 6500 | 6500 | 6500 | 6500
2839 | E |  | EPW - EXPANSION OF THE KAY BAILEY HUTCHISON DESAL PLANT | GROUNDWATER DESALINATION | HUECO-MESILLA BOLSON AQUIFER |  | E | EL PASO | RIO GRANDE | GROUNDWATER | GROUNDWATER | EL PASO WATER | E | E | MUNICIPAL | 0 | 0 | 0 | 0 | 5000 | 5000
5039 | E |  | EPW - LOWER VALLEY WELLHEAD RO DESAL | GROUNDWATER DESALINATION | OTHER AQUIFER | RIO GRANDE ALLUVIUM | E | EL PASO | RIO GRANDE | GROUNDWATER | GROUNDWATER | EL PASO WATER | E | E | MUNICIPAL | 0 | 0 | 5000 | 5000 | 5000 | 5000
2845 | E |  | EPW - RIVERSIDE REGULATING RESERVOIR | NEW MAJOR RESERVOIR | REGULATING LAKE/RESERVOIR | RIO GRANDE RUN-OF-RIVER/IRRIGATION | E | RESERVOIR | RIO GRANDE | SURFACE WATER | RESERVOIR | EL PASO WATER | E | E | MUNICIPAL | 0 | 0 | 3250 | 3250 | 3250 | 3250
2807 | E |  | EPW - TREATMENT AND REUSE OF AGRICULTURAL DRAIN WATER | INDIRECT REUSE | INDIRECT REUSE | EL PASO COUNTY WID #1/IRRIGATION, EL PASO | E | EL PASO | RIO GRANDE | REUSE | INDIRECT POTABLE REUSE | EL PASO WATER | E | E | MUNICIPAL | 0 | 0 | 2700 | 2700 | 2700 | 2700
3378 | E |  | TERRELL COUNTY MINING - ADDITIONAL GROUNDWATER WELLS | GROUNDWATER WELLS & OTHER | EDWARDS-TRINITY-PLATEAU, PECOS VALLEY, AND TRINITY AQUIFERS |  | E | TERRELL | RIO GRANDE | GROUNDWATER | GROUNDWATER | MINING, TERRELL | E | E | MINING | 470 | 470 | 470 | 470 | 470 | 470
5393 | F |  | ANDREWS - DEVELOP OGALLALA AQUIFER SUPPLIES | GROUNDWATER WELLS & OTHER | OGALLALA AND EDWARDS-TRINITY-HIGH PLAINS AQUIFERS |  | F | ANDREWS | COLORADO | GROUNDWATER | GROUNDWATER | ANDREWS | F | F | MUNICIPAL | 2810 | 2810 | 2810 | 2810 | 2810 | 2810
5387 | F |  | ANDREWS COUNTY LIVESTOCK - DEVELOP EDWARDS TRINITY PLATEAU AQUIFER SUPPLIES | GROUNDWATER WELLS & OTHER | OGALLALA AND EDWARDS-TRINITY-HIGH PLAINS AQUIFERS |  | F | ANDREWS | COLORADO | GROUNDWATER | GROUNDWATER | LIVESTOCK, ANDREWS | F | F | LIVESTOCK | 60 | 60 | 60 | 60 | 60 | 60
5388 | F |  | ANDREWS COUNTY MANUFACTURING - DEVELOP EDWARDS TRINITY PLATEAU AQUIFER SUPPLIES | GROUNDWATER WELLS & OTHER | OGALLALA AND EDWARDS-TRINITY-HIGH PLAINS AQUIFERS |  | F | ANDREWS | COLORADO | GROUNDWATER | GROUNDWATER | MANUFACTURING, ANDREWS | F | F | MANUFACTURING | 210 | 210 | 210 | 210 | 210 | 210
5380 | F |  | ANDREWS COUNTY OTHER - DEVELOP EDWARDS TRINITY PLATEAU AQUIFER SUPPLIES | GROUNDWATER WELLS & OTHER | OGALLALA AND EDWARDS-TRINITY-HIGH PLAINS AQUIFERS |  | F | ANDREWS | COLORADO | GROUNDWATER | GROUNDWATER | COUNTY-OTHER, ANDREWS | F | F | MUNICIPAL | 250 | 250 | 250 | 250 | 250 | 250
5391 | F |  | BCWID - DEVELOP ELLENBURGER-SAN SABA AQUIFER SUPPLIES | GROUNDWATER WELLS & OTHER | ELLENBURGER-SAN SABA AQUIFER |  | F | BROWN | COLORADO | GROUNDWATER | GROUNDWATER | BROWN COUNTY WID #1 - UNASSIGNED WATER VOLUMES | F | F | UNASSIGNED WATER VOLUMES | 0 | 5600 | 5600 | 5600 | 5600 | 5600
5395 | F |  | BRONTE - DEVELOP GROUNDWATER FROM OTHER AQUIFER IN RUNNELS COUNTY | GROUNDWATER WELLS & OTHER | OTHER AQUIFER |  | F | RUNNELS | COLORADO | GROUNDWATER | GROUNDWATER | BRONTE | F | F | MUNICIPAL | 0 | 800 | 800 | 800 | 800 | 800
5379 | F |  | CITY OF ANDREWS - DEVELOP EDWARDS TRINITY PLATEAU AQUIFER SUPPLIES | GROUNDWATER WELLS & OTHER | OGALLALA AND EDWARDS-TRINITY-HIGH PLAINS AQUIFERS |  | F | ANDREWS | COLORADO | GROUNDWATER | GROUNDWATER | ANDREWS | F | F | MUNICIPAL | 2600 | 2600 | 2600 | 2600 | 2600 | 2600
5378 | F |  | COLORADO CITY - DOCKUM WELL FIELD EXPANSION | GROUNDWATER WELLS & OTHER | DOCKUM AQUIFER |  | F | MITCHELL | COLORADO | GROUNDWATER | GROUNDWATER | COLORADO CITY | F | F | MUNICIPAL | 170 | 170 | 170 | 170 | 170 | 170
5404 | F |  | CRMWD - DEVELOP ADDITIONAL GROUNDWATER SUPPLIES FROM PECOS, REEVES, WARD AND WINKLER COUNTIES | GROUNDWATER WELLS & OTHER | EDWARDS-TRINITY-PLATEAU AND PECOS VALLEY AQUIFERS |  | F | REEVES | RIO GRANDE | GROUNDWATER | GROUNDWATER | COLORADO RIVER MWD - UNASSIGNED WATER VOLUMES | F | F | UNASSIGNED WATER VOLUMES | 0 | 0 | 2500 | 2500 | 2500 | 2500
5404 | F |  | CRMWD - DEVELOP ADDITIONAL GROUNDWATER SUPPLIES FROM PECOS, REEVES, WARD AND WINKLER COUNTIES | GROUNDWATER WELLS & OTHER | EDWARDS-TRINITY-PLATEAU AND PECOS VALLEY AQUIFERS |  | F | WARD | RIO GRANDE | GROUNDWATER | GROUNDWATER | COLORADO RIVER MWD - UNASSIGNED WATER VOLUMES | F | F | UNASSIGNED WATER VOLUMES | 0 | 0 | 2500 | 2500 | 2500 | 2500
5404 | F |  | CRMWD - DEVELOP ADDITIONAL GROUNDWATER SUPPLIES FROM PECOS, REEVES, WARD AND WINKLER COUNTIES | GROUNDWATER WELLS & OTHER | EDWARDS-TRINITY-PLATEAU AND PECOS VALLEY AQUIFERS |  | F | WINKLER | RIO GRANDE | GROUNDWATER | GROUNDWATER | COLORADO RIVER MWD - UNASSIGNED WATER VOLUMES | F | F | UNASSIGNED WATER VOLUMES | 0 | 0 | 2500 | 2500 | 2500 | 2500
5404 | F |  | CRMWD - DEVELOP ADDITIONAL GROUNDWATER SUPPLIES FROM PECOS, REEVES, WARD AND WINKLER COUNTIES | GROUNDWATER WELLS & OTHER | EDWARDS-TRINITY-PLATEAU, PECOS VALLEY, AND TRINITY AQUIFERS | GMA 7 | F | PECOS | RIO GRANDE | GROUNDWATER | GROUNDWATER | COLORADO RIVER MWD - UNASSIGNED WATER VOLUMES | F | F | UNASSIGNED WATER VOLUMES | 0 | 0 | 2500 | 2500 | 2500 | 2500
5402 | F |  | GREATER GARDENDALE WSC - PURCHASE WATER FROM MIDLAND COUNTY FWSD NO. 1 | GROUNDWATER WELLS & OTHER | EDWARDS-TRINITY-PLATEAU AND PECOS VALLEY AQUIFERS |  | F | WINKLER | RIO GRANDE | GROUNDWATER | GROUNDWATER | GREATER GARDENDALE WSC | F | F | MUNICIPAL | 0 | 445 | 445 | 445 | 445 | 445
5392 | F |  | MENARD - DEVELOP HICKORY AQUIFER SUPPLIES | GROUNDWATER WELLS & OTHER | HICKORY AQUIFER |  | F | MENARD | COLORADO | GROUNDWATER | GROUNDWATER | MENARD | F | F | MUNICIPAL | 0 | 200 | 200 | 200 | 200 | 200
5377 | F |  | ODESSA - DEVELOP CAPITAN REEF COMPLEX AQUIFER SUPPLIES IN WARD COUNTY | GROUNDWATER WELLS & OTHER | CAPITAN REEF COMPLEX AQUIFER |  | F | WARD | RIO GRANDE | GROUNDWATER | GROUNDWATER | ODESSA | F | F | MUNICIPAL | 0 | 0 | 8400 | 8400 | 8400 | 8400
5396 | F |  | ODESSA - DEVELOP EDWARDS-TRINITY AND CAPITAN REEF COMPLEX AQUIFER SUPPLIES IN PECOS COUNTY | GROUNDWATER WELLS & OTHER | CAPITAN REEF COMPLEX AQUIFER | GMA 3 & 7 | F | PECOS | RIO GRANDE | GROUNDWATER | GROUNDWATER | ODESSA | F | F | MUNICIPAL | 0 | 0 | 5600 | 14000 | 14000 | 14000
5396 | F |  | ODESSA - DEVELOP EDWARDS-TRINITY AND CAPITAN REEF COMPLEX AQUIFER SUPPLIES IN PECOS COUNTY | GROUNDWATER WELLS & OTHER | EDWARDS-TRINITY-PLATEAU, PECOS VALLEY, AND TRINITY AQUIFERS | GMA 7 | F | PECOS | RIO GRANDE | GROUNDWATER | GROUNDWATER | ODESSA | F | F | MUNICIPAL | 0 | 0 | 5600 | 14000 | 14000 | 14000
5405 | F |  | PECOS - POTABLE REUSE WITH AQUIFER STORAGE AND RECOVERY (ASR) | AQUIFER STORAGE & RECOVERY | EDWARDS-TRINITY-PLATEAU AND PECOS VALLEY AQUIFERS ASR | PECOS CITY DIRECT POTABLE REUSE REEVES COUNTY | F | REEVES | RIO GRANDE | GROUNDWATER | AQUIFER STORAGE & RECOVERY | PECOS | F | F | MUNICIPAL | 0 | 695 | 695 | 695 | 695 | 695
5400 | F |  | REGIONAL SYSTEM FROM LAKE BROWNWOOD TO RUNNELS AND COKE COUNTIES | OTHER SURFACE WATER | BROWNWOOD LAKE/RESERVOIR |  | F | RESERVOIR | COLORADO | SURFACE WATER | RESERVOIR | BALLINGER | F | F | MUNICIPAL | 0 | 0 | 1345 | 1345 | 1345 | 1345
5400 | F |  | REGIONAL SYSTEM FROM LAKE BROWNWOOD TO RUNNELS AND COKE COUNTIES | OTHER SURFACE WATER | BROWNWOOD LAKE/RESERVOIR |  | F | RESERVOIR | COLORADO | SURFACE WATER | RESERVOIR | BRONTE | F | F | MUNICIPAL | 0 | 0 | 280 | 280 | 280 | 280
5400 | F |  | REGIONAL SYSTEM FROM LAKE BROWNWOOD TO RUNNELS AND COKE COUNTIES | OTHER SURFACE WATER | BROWNWOOD LAKE/RESERVOIR |  | F | RESERVOIR | COLORADO | SURFACE WATER | RESERVOIR | ROBERT LEE | F | F | MUNICIPAL | 0 | 0 | 448 | 448 | 448 | 448
5400 | F |  | REGIONAL SYSTEM FROM LAKE BROWNWOOD TO RUNNELS AND COKE COUNTIES | OTHER SURFACE WATER | BROWNWOOD LAKE/RESERVOIR |  | F | RESERVOIR | COLORADO | SURFACE WATER | RESERVOIR | WINTERS | F | F | MUNICIPAL | 0 | 0 | 729 | 729 | 729 | 729
5401 | F |  | REGIONAL SYSTEM FROM LAKE FT. PHANTOM HILL TO RUNNELS AND COKE COUNTIES | OTHER SURFACE WATER | FORT PHANTOM HILL LAKE/RESERVOIR |  | G | RESERVOIR | BRAZOS | SURFACE WATER | RESERVOIR | BALLINGER | F | F | MUNICIPAL | 0 | 0 | 465 | 447 | 430 | 413
5401 | F |  | REGIONAL SYSTEM FROM LAKE FT. PHANTOM HILL TO RUNNELS AND COKE COUNTIES | OTHER SURFACE WATER | FORT PHANTOM HILL LAKE/RESERVOIR |  | G | RESERVOIR | BRAZOS | SURFACE WATER | RESERVOIR | BRONTE | F | F | MUNICIPAL | 0 | 0 | 325 | 313 | 301 | 288
5401 | F |  | REGIONAL SYSTEM FROM LAKE FT. PHANTOM HILL TO RUNNELS AND COKE COUNTIES | OTHER SURFACE WATER | FORT PHANTOM HILL LAKE/RESERVOIR |  | G | RESERVOIR | BRAZOS | SURFACE WATER | RESERVOIR | ROBERT LEE | F | F | MUNICIPAL | 0 | 0 | 122 | 117 | 112 | 108
5401 | F |  | REGIONAL SYSTEM FROM LAKE FT. PHANTOM HILL TO RUNNELS AND COKE COUNTIES | OTHER SURFACE WATER | FORT PHANTOM HILL LAKE/RESERVOIR |  | G | RESERVOIR | BRAZOS | SURFACE WATER | RESERVOIR | WINTERS | F | F | MUNICIPAL | 0 | 0 | 162 | 156 | 150 | 143
5389 | F |  | ROBERT LEE - DEVELOPMENT OF EDWARDS TRINITY PLATEAU AQUIFER SUPPLIES IN NOLAN CO | GROUNDWATER WELLS & OTHER | EDWARDS-TRINITY-PLATEAU, PECOS VALLEY, AND TRINITY AQUIFERS |  | G | NOLAN | COLORADO | GROUNDWATER | GROUNDWATER | ROBERT LEE | F | F | MUNICIPAL | 0 | 75 | 75 | 75 | 75 | 75
5390 | F |  | ROBERT LEE - DEVELOPMENT OF EDWARDS TRINITY PLATEAU AQUIFER SUPPLIES IN TOM GREEN CO | GROUNDWATER WELLS & OTHER | EDWARDS-TRINITY-PLATEAU, PECOS VALLEY, AND TRINITY AQUIFERS |  | F | TOM GREEN | COLORADO | GROUNDWATER | GROUNDWATER | ROBERT LEE | F | F | MUNICIPAL | 0 | 160 | 160 | 160 | 160 | 160
5398 | F |  | ROBERT LEE - REPAIR AND EXPAND WATER TREATMENT PLANT | OTHER SURFACE WATER | EV SPENCE LAKE/RESERVOIR NON-SYSTEM PORTION |  | F | RESERVOIR | COLORADO | SURFACE WATER | RESERVOIR | ROBERT LEE | F | F | MUNICIPAL | 0 | 335 | 335 | 335 | 335 | 335
5398 | F |  | ROBERT LEE - REPAIR AND EXPAND WATER TREATMENT PLANT | OTHER SURFACE WATER | MOUNTAIN CREEK LAKE/RESERVOIR |  | F | RESERVOIR | COLORADO | SURFACE WATER | RESERVOIR | ROBERT LEE | F | F | MUNICIPAL | 0 | 168 | 168 | 168 | 168 | 168
5397 | F |  | SAN ANGELO - DEVELOP PECOS VALLEY, EDWARDS-TRINITY PLATEAU AQUIFER SUPPLIES IN PECOS CO. | GROUNDWATER WELLS & OTHER | EDWARDS-TRINITY-PLATEAU, PECOS VALLEY, AND TRINITY AQUIFERS | GMA 7 | F | PECOS | RIO GRANDE | GROUNDWATER | GROUNDWATER | SAN ANGELO | F | F | MUNICIPAL | 0 | 0 | 10800 | 10800 | 10800 | 10800
5386 | F |  | SAN ANGELO - DEVELOPMENT OF EDWARDS TRINITY PLATEAU AQUIFER SUPPLIES IN SCHLEICHER CO | GROUNDWATER WELLS & OTHER | EDWARDS-TRINITY-PLATEAU, PECOS VALLEY, AND TRINITY AQUIFERS |  | F | SCHLEICHER | COLORADO | GROUNDWATER | GROUNDWATER | SAN ANGELO | F | F | MUNICIPAL | 0 | 0 | 4500 | 4500 | 4500 | 4500
5394 | F |  | TEXLAND GREAT PLAINS - DEVELOP OGALLALA AQUIFER SUPPLIES FROM ANDREWS OR GAINES COUNTY | GROUNDWATER WELLS & OTHER | OGALLALA AND EDWARDS-TRINITY-HIGH PLAINS AQUIFERS |  | F | ANDREWS | COLORADO | GROUNDWATER | GROUNDWATER | GREAT PLAINS WATER SYSTEM INC - UNASSIGNED WATER VOLUMES | F | F | UNASSIGNED WATER VOLUMES | 200 | 200 | 200 | 200 | 200 | 200
5394 | F |  | TEXLAND GREAT PLAINS - DEVELOP OGALLALA AQUIFER SUPPLIES FROM ANDREWS OR GAINES COUNTY | GROUNDWATER WELLS & OTHER | OGALLALA AND EDWARDS-TRINITY-HIGH PLAINS AQUIFERS |  | O | GAINES | COLORADO | GROUNDWATER | GROUNDWATER | GREAT PLAINS WATER SYSTEM INC - UNASSIGNED WATER VOLUMES | F | F | UNASSIGNED WATER VOLUMES | 0 | 0 | 0 | 0 | 0 | 0
5385 | F |  | WEST TEXAS WATER PARTNERSHIP (ALTERNATIVE) | OTHER SURFACE WATER | COLORADO RIVER MWD LAKE/RESERVOIR SYSTEM |  | F | RESERVOIR | COLORADO | SURFACE WATER | RESERVOIR SYSTEM | ABILENE | G | G | MUNICIPAL | 0 | 3191 | 3330 | 3470 | 3609 | 3749
5385 | F |  | WEST TEXAS WATER PARTNERSHIP (ALTERNATIVE) | OTHER SURFACE WATER | COLORADO RIVER MWD LAKE/RESERVOIR SYSTEM |  | F | RESERVOIR | COLORADO | SURFACE WATER | RESERVOIR SYSTEM | SAN ANGELO | F | F | MUNICIPAL | 0 | 5000 | 5000 | 5000 | 5000 | 5000
5385 | F |  | WEST TEXAS WATER PARTNERSHIP (ALTERNATIVE) | GROUNDWATER WELLS & OTHER | EDWARDS-TRINITY-PLATEAU, PECOS VALLEY, AND TRINITY AQUIFERS | GMA 7 | F | PECOS | RIO GRANDE | GROUNDWATER | GROUNDWATER | MIDLAND | F | F | MUNICIPAL | 0 | 28400 | 28400 | 28400 | 28400 | 28400
5385 | F |  | WEST TEXAS WATER PARTNERSHIP (ALTERNATIVE) | OTHER SURFACE WATER | OH IVIE LAKE/RESERVOIR NON-SYSTEM PORTION |  | F | RESERVOIR | COLORADO | SURFACE WATER | RESERVOIR | ABILENE | G | G | MUNICIPAL | 0 | 5209 | 5070 | 4930 | 4791 | 4651
5261 | G |  | LAKE WHITNEY OVERDRAFTING WITH OFF-CHANNEL RESERVOIR | NEW MAJOR RESERVOIR | LAKE WHITNEY OFF-CHANNEL RESERVOIR | RELATED TO LAKE WHITNEY OVERDRAFTING WMS | G | RESERVOIR | BRAZOS | SURFACE WATER | RESERVOIR | BRAZOS RIVER AUTHORITY - UNASSIGNED WATER VOLUMES | G | G | UNASSIGNED WATER VOLUMES | 0 | 0 | 0 | 5200 | 5200 | 5200
5406 | G |  | CARRIZO GW DEVELOPMENT FOR BRYAN IN ROBERTSON COUNTY | GROUNDWATER WELLS & OTHER | CARRIZO-WILCOX AQUIFER | CARRIZO¦ CALVERT BLUFF¦ SIMSBORO¦ HOOPER | G | ROBERTSON | BRAZOS | GROUNDWATER | GROUNDWATER | BRYAN | G | G | MUNICIPAL | 0 | 9973 | 9973 | 9973 | 9973 | 9973
2893 | G |  | CEDAR RIDGE RESERVOIR | NEW MAJOR RESERVOIR | CEDAR RIDGE LAKE/RESERVOIR |  | G | RESERVOIR | BRAZOS | SURFACE WATER | RESERVOIR | MERKEL | G | G | MUNICIPAL | 0 | 23 | 25 | 29 | 35 | 41
2893 | G |  | CEDAR RIDGE RESERVOIR | NEW MAJOR RESERVOIR | CEDAR RIDGE LAKE/RESERVOIR |  | G | RESERVOIR | BRAZOS | SURFACE WATER | RESERVOIR | POTOSI WSC | G | G | MUNICIPAL | 0 | 525 | 542 | 557 | 572 | 586
2893 | G |  | CEDAR RIDGE RESERVOIR | NEW MAJOR RESERVOIR | CEDAR RIDGE LAKE/RESERVOIR |  | G | RESERVOIR | BRAZOS | SURFACE WATER | RESERVOIR | STEAMBOAT MOUNTAIN WSC | G | G | MUNICIPAL | 0 | 151 | 155 | 159 | 165 | 171
2893 | G |  | CEDAR RIDGE RESERVOIR | NEW MAJOR RESERVOIR | CEDAR RIDGE LAKE/RESERVOIR |  | G | RESERVOIR | BRAZOS | SURFACE WATER | RESERVOIR | TYE | G | G | MUNICIPAL | 0 | 2 | 4 | 7 | 11 | 13
3062 | G |  | REUSE- BRYAN (OPTION 2) | OTHER DIRECT REUSE | DIRECT REUSE | BRYAN/STEAM ELECTRIC, IRRIGATION, MUNICIPAL (LANDSCAPE IRRIGATION), BRAZOS | G | BRAZOS | BRAZOS | REUSE | DIRECT NON-POTABLE REUSE | BRYAN | G | G | MUNICIPAL | 2419 | 2419 | 2419 | 2419 | 2419 | 2419
2735 | G |  | TRINITY - JOHNSON COUNTY ASR | AQUIFER STORAGE & RECOVERY | TRINITY AQUIFER ASR | LAKE GRANBURY (BRA) / LAKE WACO (MCLENNAN) | G | JOHNSON | BRAZOS | GROUNDWATER | AQUIFER STORAGE & RECOVERY | JOHNSON COUNTY SUD | G | C | MUNICIPAL | 0 | 361 | 361 | 361 | 361 | 360
2735 | G |  | TRINITY - JOHNSON COUNTY ASR | AQUIFER STORAGE & RECOVERY | TRINITY AQUIFER ASR | LAKE GRANBURY (BRA) / LAKE WACO (MCLENNAN) | G | JOHNSON | BRAZOS | GROUNDWATER | AQUIFER STORAGE & RECOVERY | JOHNSON COUNTY SUD | G | G | MUNICIPAL | 0 | 5739 | 5739 | 5739 | 5739 | 5740
2609 | G |  | TRINITY AQUIFER DEVELOPMENT | GROUNDWATER WELLS & OTHER | TRINITY AQUIFER | GLEN ROSE¦ PALUXY¦ TRAVIS PEAK | G | BELL | BRAZOS | GROUNDWATER | GROUNDWATER | BARTLETT | G | G | MUNICIPAL | 275 | 275 | 275 | 275 | 275 | 275
2609 | G |  | TRINITY AQUIFER DEVELOPMENT | GROUNDWATER WELLS & OTHER | TRINITY AQUIFER | GLEN ROSE¦ PALUXY¦ TRAVIS PEAK | G | MCLENNAN | BRAZOS | GROUNDWATER | GROUNDWATER | EAST CRAWFORD WSC | G | G | MUNICIPAL | 113 | 113 | 113 | 113 | 113 | 113
3736 | I |  | AMWA-BSI-WTP BOOSTER PS IMPROVEMENT | OTHER SURFACE WATER | ATHENS LAKE/RESERVOIR |  | I | RESERVOIR | NECHES | SURFACE WATER | RESERVOIR | ATHENS | C | C | MUNICIPAL | 0 | 0 | 0 | 0 | 0 | 0
3736 | I |  | AMWA-BSI-WTP BOOSTER PS IMPROVEMENT | OTHER SURFACE WATER | ATHENS LAKE/RESERVOIR |  | I | RESERVOIR | NECHES | SURFACE WATER | RESERVOIR | ATHENS | C | I | MUNICIPAL | 0 | 0 | 0 | 0 | 0 | 0
3736 | I |  | AMWA-BSI-WTP BOOSTER PS IMPROVEMENT | OTHER SURFACE WATER | ATHENS LAKE/RESERVOIR |  | I | RESERVOIR | NECHES | SURFACE WATER | RESERVOIR | IRRIGATION, HENDERSON | C | C | IRRIGATION | 0 | 0 | 0 | 0 | 0 | 0
3736 | I |  | AMWA-BSI-WTP BOOSTER PS IMPROVEMENT | OTHER SURFACE WATER | ATHENS LAKE/RESERVOIR |  | I | RESERVOIR | NECHES | SURFACE WATER | RESERVOIR | IRRIGATION, HENDERSON | C | I | IRRIGATION | 0 | 0 | 0 | 0 | 0 | 0
3736 | I |  | AMWA-BSI-WTP BOOSTER PS IMPROVEMENT | OTHER SURFACE WATER | ATHENS LAKE/RESERVOIR |  | I | RESERVOIR | NECHES | SURFACE WATER | RESERVOIR | LIVESTOCK, HENDERSON | C | C | LIVESTOCK | 0 | 0 | 0 | 0 | 0 | 0
3736 | I |  | AMWA-BSI-WTP BOOSTER PS IMPROVEMENT | OTHER SURFACE WATER | ATHENS LAKE/RESERVOIR |  | I | RESERVOIR | NECHES | SURFACE WATER | RESERVOIR | LIVESTOCK, HENDERSON | C | I | LIVESTOCK | 0 | 0 | 0 | 0 | 0 | 0
2890 | I |  | HCWC-GW-WELL | GROUNDWATER WELLS & OTHER | CARRIZO-WILCOX AQUIFER |  | I | HOUSTON | TRINITY | GROUNDWATER | GROUNDWATER | HOUSTON COUNTY WCID #1 - UNASSIGNED WATER VOLUMES | I | I | UNASSIGNED WATER VOLUMES | 3500 | 3500 | 3500 | 3500 | 3500 | 3500
5315 | J |  | BANDERA COUNTY OTHER (LAKE MEDINA SHORES) - ADDITIONAL GROUNDWATER WELL | GROUNDWATER WELLS & OTHER | TRINITY AQUIFER |  | J | BANDERA | SAN ANTONIO | GROUNDWATER | GROUNDWATER | COUNTY-OTHER, BANDERA | J | J | MUNICIPAL | 251 | 251 | 251 | 251 | 251 | 251
5316 | J |  | BANDERA COUNTY OTHER - ADDITIONAL WELLS TO PROVIDE EMERGENCY SUPPLY TO VFD (SAN ANTONIO) | GROUNDWATER WELLS & OTHER | TRINITY AQUIFER |  | J | BANDERA | SAN ANTONIO | GROUNDWATER | GROUNDWATER | COUNTY-OTHER, BANDERA | J | J | MUNICIPAL | 189 | 189 | 189 | 189 | 189 | 189
3370 | J |  | CITY OF BANDERA - ADDITIONAL LOWER TRINITY WELL AND LAY NECESSARY PIPELINE | GROUNDWATER WELLS & OTHER | TRINITY AQUIFER |  | J | BANDERA | SAN ANTONIO | GROUNDWATER | GROUNDWATER | BANDERA | J | J | MUNICIPAL | 0 | 403 | 403 | 403 | 403 | 403
3325 | J |  | KERR COUNTY LIVESTOCK - ADDITIONAL GROUNDWATER WELL (COLORADO) | GROUNDWATER WELLS & OTHER | EDWARDS-TRINITY-PLATEAU AQUIFER |  | J | KERR | COLORADO | GROUNDWATER | GROUNDWATER | LIVESTOCK, KERR | J | J | LIVESTOCK | 119 | 119 | 119 | 119 | 119 | 119
5341 | J |  | KERR COUNTY LIVESTOCK - ADDITIONAL GROUNDWATER WELL (NUECES) | GROUNDWATER WELLS & OTHER | EDWARDS-TRINITY-PLATEAU AQUIFER |  | J | KERR | NUECES | GROUNDWATER | GROUNDWATER | LIVESTOCK, KERR | J | J | LIVESTOCK | 6 | 6 | 6 | 6 | 6 | 6
3327 | J |  | KERR COUNTY LIVESTOCK - ADDITIONAL GROUNDWATER WELL (SAN ANTONIO) | GROUNDWATER WELLS & OTHER | TRINITY AQUIFER |  | J | KERR | SAN ANTONIO | GROUNDWATER | GROUNDWATER | LIVESTOCK, KERR | J | J | LIVESTOCK | 27 | 27 | 27 | 27 | 27 | 27
3326 | J |  | KERR COUNTY LIVESTOCK - ADDITIONAL GROUNDWATER WELLS - (GUADALUPE) | GROUNDWATER WELLS & OTHER | EDWARDS-TRINITY-PLATEAU AQUIFER |  | J | KERR | GUADALUPE | GROUNDWATER | GROUNDWATER | LIVESTOCK, KERR | J | J | LIVESTOCK | 173 | 173 | 173 | 173 | 173 | 173
5265 | K |  | EXPANSION LOCAL USE OF GROUNDWATER - CARRIZO-WILCOX AQUIFER - ALTERNATIVE VERSION | GROUNDWATER WELLS & OTHER | CARRIZO-WILCOX AQUIFER | CARRIZO¦ CALVERT BLUFF¦ SIMSBORO¦ HOOPER | K | BASTROP | BRAZOS | GROUNDWATER | GROUNDWATER | AQUA WSC | K | K | MUNICIPAL | 0 | 0 | 0 | 0 | 0 | 5736
5265 | K |  | EXPANSION LOCAL USE OF GROUNDWATER - CARRIZO-WILCOX AQUIFER - ALTERNATIVE VERSION | GROUNDWATER WELLS & OTHER | CARRIZO-WILCOX AQUIFER | CARRIZO¦ CALVERT BLUFF¦ SIMSBORO¦ HOOPER | K | BASTROP | COLORADO | GROUNDWATER | GROUNDWATER | AQUA WSC | K | K | MUNICIPAL | 0 | 5500 | 5500 | 5500 | 13385 | 13385
3434 | K |  | LCRA - BRACKISH GROUNDWATER DESALINATION | GROUNDWATER DESALINATION | GULF COAST AQUIFER SYSTEM | CHICOT¦ EVANGELINE | K | MATAGORDA | COLORADO | GROUNDWATER | GROUNDWATER | LOWER COLORADO RIVER AUTHORITY - UNASSIGNED WATER VOLUMES | K | K | UNASSIGNED WATER VOLUMES | 0 | 0 | 22400 | 22400 | 22400 | 22400
3436 | K |  | LCRA - EXPAND USE OF GROUNDWATER IN BASTROP COUNTY (CARRIZO-WILCOX) | GROUNDWATER WELLS & OTHER | CARRIZO-WILCOX AQUIFER | CARRIZO¦ CALVERT BLUFF¦ SIMSBORO¦ HOOPER | K | BASTROP | COLORADO | GROUNDWATER | GROUNDWATER | LOWER COLORADO RIVER AUTHORITY - UNASSIGNED WATER VOLUMES | K | K | UNASSIGNED WATER VOLUMES | 0 | 25000 | 25000 | 25000 | 25000 | 25000
3432 | K |  | LCRA - SUPPLEMENT BAY AND ESTUARY INFLOWS WITH BRACKISH GROUNDWATER | GROUNDWATER WELLS & OTHER | GULF COAST AQUIFER SYSTEM | CHICOT¦ EVANGELINE | K | MATAGORDA | COLORADO | GROUNDWATER | GROUNDWATER | LOWER COLORADO RIVER AUTHORITY - UNASSIGNED WATER VOLUMES | K | K | UNASSIGNED WATER VOLUMES | 0 | 12000 | 12000 | 12000 | 12000 | 12000
5357 | M |  | BROWNSVILLE - MATAMOROS WEIR AND RESERVOIR | NEW MAJOR RESERVOIR | RIO GRANDE RUN-OF-RIVER STORAGE (MATAMOROS WEIR) | BROWNSVILLE PUB'S 1838 RUN-OF-RIVER WATER RIGHT | M | RESERVOIR | RIO GRANDE | SURFACE WATER | RESERVOIR | BROWNSVILLE | M | M | MUNICIPAL | 0 | 19176 | 19176 | 19176 | 19176 | 19176
5189 | M |  | EAGLE PASS - ASR | AQUIFER STORAGE & RECOVERY | CARRIZO-WILCOX AQUIFER ASR | UNKNOWN | M | MAVERICK | NUECES | GROUNDWATER | AQUIFER STORAGE & RECOVERY | EAGLE PASS | M | M | MUNICIPAL | 3360 | 3360 | 3360 | 3360 | 3360 | 3360
3632 | M |  | LAREDO - EL PICO WTP EXPANSION | OTHER SURFACE WATER | AMISTAD-FALCON LAKE/RESERVOIR SYSTEM |  | M | RESERVOIR | RIO GRANDE | SURFACE WATER | RESERVOIR SYSTEM | LAREDO | M | M | MUNICIPAL | 28000 | 56000 | 89600 | 162400 | 162400 | 162400
3102 | M |  | MERCEDES - EXPAND EXISTING GROUNDWATER SUPPLY | GROUNDWATER WELLS & OTHER | GULF COAST AQUIFER SYSTEM |  | M | HIDALGO | NUECES-RIO GRANDE | GROUNDWATER | GROUNDWATER | MERCEDES | M | M | MUNICIPAL | 560 | 560 | 560 | 560 | 560 | 560
2941 | M | DESALINATION | BROWNSVILLE - SEAWATER DESALINATION DEMONSTRATION | SEAWATER DESALINATION | GULF OF MEXICO | BROWNSVILLE AND LAGUNA MADRE SEAWATER DESALINATION | M | GULF OF MEXICO | GULF OF MEXICO | SURFACE WATER | GULF OF MEXICO | BROWNSVILLE | M | M | MUNICIPAL | 0 | 2603 | 2603 | 2603 | 26022 | 26022
2941 | M | DESALINATION | BROWNSVILLE - SEAWATER DESALINATION DEMONSTRATION | SEAWATER DESALINATION | GULF OF MEXICO | BROWNSVILLE AND LAGUNA MADRE SEAWATER DESALINATION | M | GULF OF MEXICO | GULF OF MEXICO | SURFACE WATER | GULF OF MEXICO | EL JARDIN WSC | M | M | MUNICIPAL | 0 | 108 | 108 | 108 | 1081 | 1081
2941 | M | DESALINATION | BROWNSVILLE - SEAWATER DESALINATION DEMONSTRATION | SEAWATER DESALINATION | GULF OF MEXICO | BROWNSVILLE AND LAGUNA MADRE SEAWATER DESALINATION | M | GULF OF MEXICO | GULF OF MEXICO | SURFACE WATER | GULF OF MEXICO | MANUFACTURING, CAMERON | M | M | MANUFACTURING | 0 | 56 | 56 | 56 | 565 | 565
2941 | M | DESALINATION | BROWNSVILLE - SEAWATER DESALINATION DEMONSTRATION | SEAWATER DESALINATION | GULF OF MEXICO | BROWNSVILLE AND LAGUNA MADRE SEAWATER DESALINATION | M | GULF OF MEXICO | GULF OF MEXICO | SURFACE WATER | GULF OF MEXICO | STEAM ELECTRIC POWER, CAMERON | M | M | STEAM ELECTRIC POWER | 0 | 33 | 33 | 33 | 332 | 332
3100 | M | FRESH GROUNDWATER | MCALLEN - EXPAND EXISTING GROUNDWATER SUPPLY | GROUNDWATER WELLS & OTHER | GULF COAST AQUIFER SYSTEM |  | M | HIDALGO | NUECES-RIO GRANDE | GROUNDWATER | GROUNDWATER | MCALLEN | M | M | MUNICIPAL | 0 | 500 | 500 | 500 | 1500 | 1500
3556 | M | FRESH GROUNDWATER | MHWSC - EXPAND EXISTING GROUNDWATER WELLS (HIDALGO COUNTY) | GROUNDWATER WELLS & OTHER | GULF COAST AQUIFER SYSTEM |  | M | HIDALGO | NUECES-RIO GRANDE | GROUNDWATER | GROUNDWATER | COUNTY-OTHER, HIDALGO | M | M | MUNICIPAL | 1 | 1 | 1 | 3 | 3 | 3
3556 | M | FRESH GROUNDWATER | MHWSC - EXPAND EXISTING GROUNDWATER WELLS (HIDALGO COUNTY) | GROUNDWATER WELLS & OTHER | GULF COAST AQUIFER SYSTEM |  | M | HIDALGO | NUECES-RIO GRANDE | GROUNDWATER | GROUNDWATER | MILITARY HIGHWAY WSC | M | M | MUNICIPAL | 247 | 247 | 247 | 617 | 617 | 617
3556 | M | FRESH GROUNDWATER | MHWSC - EXPAND EXISTING GROUNDWATER WELLS (HIDALGO COUNTY) | GROUNDWATER WELLS & OTHER | GULF COAST AQUIFER SYSTEM |  | M | HIDALGO | NUECES-RIO GRANDE | GROUNDWATER | GROUNDWATER | SAN JUAN | M | M | MUNICIPAL | 2 | 2 | 2 | 5 | 5 | 5
3649 | M | MUNICIPAL INFRASTRUCTURE IMPROVEMENTS | ELSA WTP - EXPANSION AND INTERCONNECT TO ENGLEMAN ID | OTHER SURFACE WATER | AMISTAD-FALCON LAKE/RESERVOIR SYSTEM |  | M | RESERVOIR | RIO GRANDE | SURFACE WATER | RESERVOIR SYSTEM | ELSA | M | M | MUNICIPAL | 2240 | 2240 | 2240 | 2240 | 2240 | 2240
5282 | M | MUNICIPAL INFRASTRUCTURE IMPROVEMENTS | NAWSC - EXPANSION OF WTP NO. 5 AND WATERLINE | GROUNDWATER WELLS & OTHER | GULF COAST AQUIFER SYSTEM |  | M | HIDALGO | NUECES-RIO GRANDE | GROUNDWATER | GROUNDWATER | NORTH ALAMO WSC | M | M | MUNICIPAL | 1120 | 4480 | 4480 | 4480 | 4480 | 4480
3335 | M | REUSE | AGUA SUD - NON-POTABLE REUSE | OTHER DIRECT REUSE | DIRECT REUSE | AGUA SUD/MUNICIPAL CUSTOMERS IRRIGATION | M | HIDALGO | RIO GRANDE | REUSE | DIRECT NON-POTABLE REUSE | AGUA SUD | M | M | MUNICIPAL | 1120 | 1120 | 1120 | 1120 | 1120 | 1120
3546 | M | REUSE | LA FERIA - NON-POTABLE REUSE | OTHER DIRECT REUSE | DIRECT REUSE | LAGUNA MADRE WATER DISTRICT, HARLINGEN/IRR, SEP, AND MFG, MULTIPLE | M | CAMERON | NUECES-RIO GRANDE | REUSE | DIRECT NON-POTABLE REUSE | LA FERIA | M | M | MUNICIPAL | 0 | 50 | 200 | 400 | 600 | 800
3374 | M | REUSE | SAN BENITO - NON-POTABLE REUSE | OTHER DIRECT REUSE | DIRECT REUSE | LAGUNA MADRE WATER DISTRICT, HARLINGEN/IRR, SEP, AND MFG, MULTIPLE | M | CAMERON | NUECES-RIO GRANDE | REUSE | DIRECT NON-POTABLE REUSE | SAN BENITO | M | M | MUNICIPAL | 1120 | 1120 | 1120 | 1120 | 1120 | 1120
3549 | M | REUSE | SAN BENITO - POTABLE REUSE | DIRECT POTABLE REUSE | DIRECT REUSE | BROWNSVILLE SOUTHSIDE WWTP, LAGUNA MADRE PORT ISABEL, PHARR, SAN BENITO WWT | M | CAMERON | NUECES-RIO GRANDE | REUSE | DIRECT POTABLE REUSE | SAN BENITO | M | M | MUNICIPAL | 1120 | 1120 | 1120 | 1120 | 1120 | 3360
5100 | M | URBANIZATION | URBANIZATION - WUG REDUCTION - CONVERSION OF IRRIGATION WATER RIGHTS TO DMI | OTHER SURFACE WATER | AMISTAD-FALCON LAKE/RESERVOIR SYSTEM |  | M | RESERVOIR | RIO GRANDE | SURFACE WATER | RESERVOIR SYSTEM | EAST RIO HONDO WSC | M | M | MUNICIPAL | 0 | 0 | 0 | 2500 | 2500 | 2500
5465 | O |  | CITY OF LOCKNEY - ADDITIONAL GROUNDWATER DEVELOPMENT | GROUNDWATER WELLS & OTHER | OGALLALA AND EDWARDS-TRINITY-HIGH PLAINS AQUIFERS |  | O | FLOYD | BRAZOS | GROUNDWATER | GROUNDWATER | LOCKNEY | O | O | MUNICIPAL | 320 | 320 | 320 | 320 | 320 | 320
5463 | O |  | CITY OF NEW DEAL - ADDITIONAL GROUNDWATER DEVELOPMENT | GROUNDWATER WELLS & OTHER | OGALLALA AND EDWARDS-TRINITY-HIGH PLAINS AQUIFERS |  | O | LUBBOCK | BRAZOS | GROUNDWATER | GROUNDWATER | NEW DEAL | O | O | MUNICIPAL | 242 | 242 | 242 | 242 | 242 | 242
5464 | O |  | CITY OF SMYER ADDITIONAL CRMWA SUPPLY FROM LEVELLAND | OTHER SURFACE WATER | MEREDITH LAKE/RESERVOIR |  | A | RESERVOIR | CANADIAN | SURFACE WATER | RESERVOIR | COUNTY-OTHER, HOCKLEY | O | O | MUNICIPAL | 0 | 150 | 150 | 150 | 150 | 150
5464 | O |  | CITY OF SMYER ADDITIONAL CRMWA SUPPLY FROM LEVELLAND | GROUNDWATER WELLS & OTHER | OGALLALA AQUIFER |  | A | ROBERTS | CANADIAN | GROUNDWATER | GROUNDWATER | COUNTY-OTHER, HOCKLEY | O | O | MUNICIPAL | 0 | 150 | 150 | 150 | 150 | 150
3566 | O |  | GAINES COUNTY - SEMINOLE GROUNDWATER DESALINATION | GROUNDWATER WELLS & OTHER | DOCKUM AQUIFER |  | O | GAINES | COLORADO | GROUNDWATER | GROUNDWATER | SEMINOLE | O | O | MUNICIPAL | 0 | 0 | 500 | 500 | 500 | 500
5109 | O |  | LUBBOCK COUNTY - LUBBOCK BRACKISH SUPPLEMENTAL WATER SUPPLY FOR BAILEY COUNTY WELL FIELD | GROUNDWATER WELLS & OTHER | DOCKUM AQUIFER |  | O | LUBBOCK | BRAZOS | GROUNDWATER | GROUNDWATER | LUBBOCK | O | O | MUNICIPAL | 0 | 2240 | 2240 | 2240 | 2240 | 2240
3021 | O |  | LUBBOCK COUNTY - LUBBOCK DIRECT POTABLE REUSE TO SOUTH WATER TREATMENT PLANT | OTHER DIRECT REUSE | DIRECT REUSE | LUBBOCK/IRRIGATION AND STEAM ELECTRIC, LUBBOCK | O | LUBBOCK | BRAZOS | REUSE | DIRECT NON-POTABLE REUSE | LUBBOCK | O | O | MUNICIPAL | 0 | 0 | 0 | 0 | 0 | 8064
3112 | O |  | LUBBOCK COUNTY - LUBBOCK NORTH FORK DIVERSION AT CR 7300 | INDIRECT REUSE | INDIRECT REUSE | LUBBOCK/POTENTIAL SOURCE FOR FUTURE WMS | O | LUBBOCK | BRAZOS | REUSE | INDIRECT POTABLE REUSE | LUBBOCK | O | O | MUNICIPAL | 0 | 0 | 8030 | 8030 | 8030 | 8030
3114 | O |  | LUBBOCK COUNTY - LUBBOCK NORTH FORK DIVERSION TO LAKE ALAN HENRY PUMP STATION | INDIRECT REUSE | INDIRECT REUSE | LUBBOCK/POTENTIAL SOURCE FOR FUTURE WMS | O | GARZA | BRAZOS | REUSE | INDIRECT POTABLE REUSE | LUBBOCK | O | O | MUNICIPAL | 0 | 0 | 7510 | 7510 | 7510 | 7510
3122 | O |  | LUBBOCK COUNTY - LUBBOCK POST RESERVOIR | NEW MAJOR RESERVOIR | POST LAKE/RESERVOIR |  | O | RESERVOIR | BRAZOS | SURFACE WATER | RESERVOIR | LUBBOCK | O | O | MUNICIPAL | 0 | 0 | 0 | 0 | 8962 | 8962
3113 | O |  | LUBBOCK COUNTY - LUBBOCK SOUTH FORK DISCHARGE | INDIRECT REUSE | INDIRECT REUSE | LUBBOCK/POTENTIAL SOURCE FOR FUTURE WMS | O | GARZA | BRAZOS | REUSE | INDIRECT POTABLE REUSE | LUBBOCK | O | O | MUNICIPAL | 0 | 8183 | 8183 | 8183 | 8183 | 8183
2281 | P |  | AQUIFER STORAGE AND RECOVERY | AQUIFER STORAGE & RECOVERY | GULF COAST AQUIFER ASR | LAVACA RUN-OF-RIVER | P | JACKSON | LAVACA | GROUNDWATER | AQUIFER STORAGE & RECOVERY | LAVACA NAVIDAD RIVER AUTHORITY - UNASSIGNED WATER VOLUMES | P | P | UNASSIGNED WATER VOLUMES | 0 | 0 | 8665 | 8665 | 8665 | 8665
4728 | P |  | DROUGHT MANAGEMENT - MANUFACTURING | DROUGHT MANAGEMENT | [5 empty] | DEMAND REDUCTION |  | MANUFACTURING, JACKSON | P | P | MANUFACTURING | 1096 | 1096 | 1096 | 1096 | 1096 | 1096
2098 | P |  | EXPAND USE OF GROUNDWATER | GROUNDWATER WELLS & OTHER | GULF COAST AQUIFER SYSTEM | CHICOT¦ EVANGELINE | P | WHARTON | LAVACA | GROUNDWATER | GROUNDWATER | IRRIGATION, WHARTON | K | P | IRRIGATION | 8067 | 8067 | 8067 | 8067 | 8067 | 8067
4732 | P |  | LAKE TEXANA DREDGING | OTHER SURFACE WATER | TEXANA LAKE/RESERVOIR |  | P | RESERVOIR | LAVACA | SURFACE WATER | RESERVOIR | LAVACA NAVIDAD RIVER AUTHORITY - UNASSIGNED WATER VOLUMES | P | P | UNASSIGNED WATER VOLUMES | 0 | 0 | 390 | 663 | 937 | 1210
4729 | P | IRRIGATION CONSERVATION | IRRIGATION CONSERVATION - ALTERNATE WETTING AND DRYING | AGRICULTURAL CONSERVATION | [5 empty] | DEMAND REDUCTION |  | IRRIGATION, WHARTON | K | P | IRRIGATION | 633 | 633 | 633 | 633 | 633 | 633
[15 empty] | TOTAL SUPPLY | 431760 | 672114 | 836288 | 1665402 | 1964861 | 2496926

## AlternativeProjects
WmsProjectId | WMS Project Sponsor Region | Project Name | Capital Cost | Online Decade | Project Sponsors | Project Components
904 | A | ADVANCED TREATMENT - HALL COUNTY OTHER (LAKEVIEW) | 2592000 | 2020 | COUNTY-OTHER (HALL) | NEW WATER TREATMENT PLANT
2699 | A | CONNECTING TO PALO DURO RESERVOIR | 254938000 | 2030 | PALO DURO RIVER AUTHORITY | CONVEYANCE/TRANSMISSION PIPELINE; NEW WATER TREATMENT PLANT; PUMP STATION
901 | A | NEW GROUNDWATER SOURCE - HALL COUNTY OTHER (BRICE-LESLY) | 398000 | 2030 | COUNTY-OTHER (HALL) | SINGLE WELL
902 | A | NEW GROUNDWATER SOURCE - HALL COUNTY OTHER (ESTELLINE) | 209000 | 2030 | COUNTY-OTHER (HALL) | SINGLE WELL
4393 | C | ALTERNATIVE - DFW AIRPORT SUPPLY FROM EULESS | 6417000 | 2030 | COUNTY-OTHER (TARRANT) | CONVEYANCE/TRANSMISSION PIPELINE; PUMP STATION; STORAGE TANK
4368 | C | ALTERNATIVE - DIRECT REUSE FROM SHERMAN | 8289000 | 2020 | MANUFACTURING (GRAYSON) | CONVEYANCE/TRANSMISSION PIPELINE; PUMP STATION; STORAGE TANK
4392 | C | ALTERNATIVE - M E N WSC RAW SURFACE WATER FROM ADDITIONAL SOURCE | 10631000 | 2020 | M E N WSC | CONVEYANCE/TRANSMISSION PIPELINE; PUMP STATION; STORAGE TANK
3844 | C | ALTERNATIVE - NTMWD - ASR | 6041000 | 2020 | NORTH TEXAS MWD | CONVEYANCE/TRANSMISSION PIPELINE; MULTIPLE WELLS/WELL FIELD; PUMP STATION
3846 | C | ALTERNATIVE - UTRWD - GEORGE PARKHOUSE NORTH | 469733000 | 2050 | UPPER TRINITY REGIONAL WD | CONVEYANCE/TRANSMISSION PIPELINE; NEW WATER RIGHT/PERMIT NON-EXEMPT IBT; PUMP STATION; RESERVOIR CONSTRUCTION; STORAGE TANK
3847 | C | ALTERNATIVE - UTRWD - GEORGE PARKHOUSE SOUTH | 549322000 | 2050 | UPPER TRINITY REGIONAL WD | CONVEYANCE/TRANSMISSION PIPELINE; NEW WATER RIGHT/PERMIT NON-EXEMPT IBT; RESERVOIR CONSTRUCTION; PUMP STATION; STORAGE TANK
3848 | C | ALTERNATIVE - UTRWD - RED RIVER OFF-CHANNEL RESERVOIR | 126771000 | 2060 | UPPER TRINITY REGIONAL WD | CONVEYANCE/TRANSMISSION PIPELINE; DIVERSION AND CONTROL STRUCTURE; PUMP STATION; RESERVOIR CONSTRUCTION; STORAGE TANK
4019 | C | ATHENS - ALTERNATIVE NEW WELL(S) IN CARRIZO-WILCOX AQUIFER | 9207000 | 2020 | ATHENS | MULTIPLE WELLS/WELL FIELD
864 | C | CORSICANA - ALTERNATIVE NAVARRO MILLS WTP EXPANSION | 25951000 | 2050 | CORSICANA | WATER TREATMENT PLANT EXPANSION
972 | C | DWU - ALTERNATIVE CARRIZO-WILCOX GROUNDWATER | 40094000 | 2020 | DALLAS | CONVEYANCE/TRANSMISSION PIPELINE; MULTIPLE WELLS/WELL FIELD; PUMP STATION; STORAGE TANK
971 | C | DWU - ALTERNATIVE DIRECT REUSE | 185710000 | 2020 | DALLAS | CONVEYANCE/TRANSMISSION PIPELINE; PUMP STATION
976 | C | DWU - ALTERNATIVE LAKE TEXOMA DESALINATION | 1429468000 | 2020 | DALLAS | CONVEYANCE/TRANSMISSION PIPELINE; NEW SURFACE WATER INTAKE; NEW WATER TREATMENT PLANT; PUMP STATION; STORAGE TANK
974 | C | DWU - ALTERNATIVE RED RIVER OFF-CHANNEL RESERVOIR | 963458000 | 2060 | DALLAS | CONVEYANCE/TRANSMISSION PIPELINE; NEW SURFACE WATER INTAKE; PUMP STATION; RESERVOIR CONSTRUCTION; STORAGE TANK
973 | C | DWU - ALTERNATIVE SABINE CONJUNCTIVE SYSTEM OPERATIONS | 911690000 | 2020 | DALLAS | CONVEYANCE/TRANSMISSION PIPELINE; MULTIPLE WELLS/WELL FIELD; NEW SURFACE WATER INTAKE; PUMP STATION; STORAGE TANK; RESERVOIR CONSTRUCTION
1013 | C | GAINESVILLE - ALTERNATIVE LAKE TEXOMA | 125017000 | 2020 | GAINESVILLE | CONVEYANCE/TRANSMISSION PIPELINE; NEW WATER TREATMENT PLANT; PUMP STATION; STORAGE TANK
995 | C | GTUA - ALTERNATIVE GRAYSON COUNTY WATER SUPPLY PROJECT | 657965000 | 2020 | GREATER TEXOMA UTILITY AUTHORITY | CONVEYANCE/TRANSMISSION PIPELINE; NEW SURFACE WATER INTAKE; NEW WATER TREATMENT PLANT; PUMP STATION; STORAGE TANK
3860 | C | IRVING - ALTERNATIVE MAIN STEM BALANCING RESERVOIR | 127849000 | 2030 | IRVING | CONVEYANCE/TRANSMISSION PIPELINE; PUMP STATION; RESERVOIR CONSTRUCTION; STORAGE TANK; NEW SURFACE WATER INTAKE
1021 | C | IRVING - ALTERNATIVE OKLAHOMA (LAKE HUGO) | 272248000 | 2070 | IRVING | CONVEYANCE/TRANSMISSION PIPELINE; NEW SURFACE WATER INTAKE; PUMP STATION; RESERVOIR CONSTRUCTION
4020 | C | M E N WSC - ALTERNATIVE RO OF BRACKISH GROUNDWATER | 7370000 | 2020 | M E N WSC | MULTIPLE WELLS/WELL FIELD; NEW WATER TREATMENT PLANT
949 | C | MARVIN NICHOLS (328) ALTERNATIVE FOR NTMWD, TRWD, UTRWD, DWU, AND IRVING | 4517951000 | 2050 | NORTH TEXAS MWD; TARRANT REGIONAL WD; UPPER TRINITY REGIONAL WD; DALLAS; IRVING | CONVEYANCE/TRANSMISSION PIPELINE; PUMP STATION; RESERVOIR CONSTRUCTION; STORAGE TANK
1040 | C | MIDLOTHIAN - ALTERNATIVE - DIRECT POTABLE REUSE (MOUNTAIN CREEK WWTP EFFLUENT) | 43395000 | 2020 | MIDLOTHIAN | NEW WATER TREATMENT PLANT
1041 | C | MIDLOTHIAN - ALTERNATIVE - PURCHASE DUNCANVILLE'S JOE POOL YIELD | 2947000 | 2020 | MIDLOTHIAN | NEW SURFACE WATER INTAKE
1014 | C | MUENSTER - ALTERNATIVE CONNECT TO GAINESVILLE | 4355000 | 2020 | MUENSTER | CONVEYANCE/TRANSMISSION PIPELINE
963 | C | NTMWD - ALTERNATIVE FREESTONE/ANDERSON COUNTY GROUNDWATER | 607023000 | 2020 | NORTH TEXAS MWD | CONVEYANCE/TRANSMISSION PIPELINE; MULTIPLE WELLS/WELL FIELD; PUMP STATION; STORAGE TANK
964 | C | NTMWD - ALTERNATIVE GEORGE PARKHOUSE RESERVOIR (NORTH) | 930193000 | 2050 | NORTH TEXAS MWD | CONVEYANCE/TRANSMISSION PIPELINE; PUMP STATION; RESERVOIR CONSTRUCTION; NEW SURFACE WATER INTAKE; STORAGE TANK
965 | C | NTMWD - ALTERNATIVE GEORGE PARKHOUSE RESERVOIR (SOUTH) | 1176874000 | 2050 | NORTH TEXAS MWD | CONVEYANCE/TRANSMISSION PIPELINE; NEW SURFACE WATER INTAKE; PUMP STATION; RESERVOIR CONSTRUCTION
961 | C | NTMWD - ALTERNATIVE LAKE OF THE PINES | 567896000 | 2030 | NORTH TEXAS MWD | CONVEYANCE/TRANSMISSION PIPELINE; NEW SURFACE WATER INTAKE; PUMP STATION; STORAGE TANK
962 | C | NTMWD - ALTERNATIVE LAKE TEXOMA DESAL AT LEONARD | 880563000 | 2020 | NORTH TEXAS MWD | CONVEYANCE/TRANSMISSION PIPELINE; PUMP STATION; STORAGE TANK
987 | C | NTMWD - ALTERNATIVE TOLEDO BEND | 1663942000 | 2070 | NORTH TEXAS MWD | CONVEYANCE/TRANSMISSION PIPELINE; NEW SURFACE WATER INTAKE; PUMP STATION
1046 | C | ROCKETT SUD - ALTERNATIVE CONNECT AND PURCHASE TREATED WATER FROM DALLAS | 45457000 | 2020 | ROCKETT SUD | CONVEYANCE/TRANSMISSION PIPELINE; PUMP STATION; STORAGE TANK
946 | C | TOLEDO BEND ALTERNATIVE TO DWU, TRWD, NTMWD AND UTRWD | 6979042000 | 2070 | TARRANT REGIONAL WD; NORTH TEXAS MWD; UPPER TRINITY REGIONAL WD; DALLAS | CONVEYANCE/TRANSMISSION PIPELINE; PUMP STATION; STORAGE TANK
986 | C | UTRWD - ALTERNATIVE ADDITIONAL REUSE | 1750000 | 2020 | UPPER TRINITY REGIONAL WD | CONVEYANCE/TRANSMISSION PIPELINE
2758 | C | UTRWD - ALTERNATIVE LAKE TEXOMA | 270614000 | 2020 | UPPER TRINITY REGIONAL WD | NEW SURFACE WATER INTAKE; NEW WATER RIGHT/PERMIT NO IBT; PUMP STATION; RESERVOIR CONSTRUCTION; CONVEYANCE/TRANSMISSION PIPELINE
985 | C | UTRWD - ALTERNATIVE OKLAHOMA WATER | 150183000 | 2020 | UPPER TRINITY REGIONAL WD | CONVEYANCE/TRANSMISSION PIPELINE; NEW SURFACE WATER INTAKE; PUMP STATION
3859 | C | WRIGHT PATMAN REALLOCATION ALTERNATIVE FOR NTMWD, TRWD, UTRWD, DWU, AND IRVING | 1644454000 | 2070 | NORTH TEXAS MWD; TARRANT REGIONAL WD; UPPER TRINITY REGIONAL WD; DALLAS; IRVING | NEW AGREEMENT; PUMP STATION; CONVEYANCE/TRANSMISSION PIPELINE; NEW SURFACE WATER INTAKE; RESERVOIR CONSTRUCTION; STORAGE TANK
2667 | D | ALT CANTON GRAND SALINE RESERVOIR | 45373000 | 2020 | CANTON | CONVEYANCE/TRANSMISSION PIPELINE; NEW SURFACE WATER INTAKE; NEW WATER RIGHT/PERMIT NO IBT; PUMP STATION; WATER TREATMENT PLANT EXPANSION; RESERVOIR CONSTRUCTION
2666 | D | ALT CLARKSVILLE TREATED PIPELINE PAT MAYSE WATER | 12255000 | 2020 | CLARKSVILLE | CONVEYANCE/TRANSMISSION PIPELINE; NEW CONTRACT; PUMP STATION
3984 | D | ALT DRILL NEW WELLS (IRRIGATION RED RIVER, TRINITY AQUIFER, SULPHUR) | 425000 | 2020 | IRRIGATION (RED RIVER) | MULTIPLE WELLS/WELL FIELD
2175 | D | ALT WOOD COUNTY PIPELINE (IRRIGATION HOPKINS) | 13522000 | 2020 | IRRIGATION (HOPKINS) | CONVEYANCE/TRANSMISSION PIPELINE
3983 | D | ALT WOOD COUNTY PIPELINE AND REGIONAL WELL FIELD | 232728000 | 2020 | COUNTY-OTHER (WOOD) | CONVEYANCE/TRANSMISSION PIPELINE; MULTIPLE WELLS/WELL FIELD; STORAGE TANK
3973 | D | ALT WOOD COUNTY PIPELINE TIE-IN (B H P, CADDO BASIN SUD, POETRY WSC) | 5953000 | 2020 | B H P WSC; CADDO BASIN SUD; POETRY WSC | CONVEYANCE/TRANSMISSION PIPELINE
3982 | D | ALT WOOD COUNTY PIPELINE TIE-IN (BRINKER WSC) | 3567000 | 2050 | BRINKER WSC | CONVEYANCE/TRANSMISSION PIPELINE
3974 | D | ALT WOOD COUNTY PIPELINE TIE-IN (CASH SUD) | 1926000 | 2020 | CASH SUD | CONVEYANCE/TRANSMISSION PIPELINE
3975 | D | ALT WOOD COUNTY PIPELINE TIE-IN (CELESTE) | 5076000 | 2020 | CELESTE | CONVEYANCE/TRANSMISSION PIPELINE
3968 | D | ALT WOOD COUNTY PIPELINE TIE-IN (CUMBY) | 4809000 | 2020 | CUMBY | CONVEYANCE/TRANSMISSION PIPELINE
3976 | D | ALT WOOD COUNTY PIPELINE TIE-IN (HICKORY CREEK SUD) | 11862000 | 2020 | HICKORY CREEK SUD | CONVEYANCE/TRANSMISSION PIPELINE
3969 | D | ALT WOOD COUNTY PIPELINE TIE-IN (HOPKINS LIVESTOCK) | 8273000 | 2020 | LIVESTOCK (HOPKINS) | CONVEYANCE/TRANSMISSION PIPELINE
3972 | D | ALT WOOD COUNTY PIPELINE TIE-IN (HOPKINS MINING) | 5367000 | 2020 | MINING (HOPKINS) | CONVEYANCE/TRANSMISSION PIPELINE
3977 | D | ALT WOOD COUNTY PIPELINE TIE-IN (HUNT CO MINING) | 560000 | 2020 | MINING (HUNT) | CONVEYANCE/TRANSMISSION PIPELINE
3971 | D | ALT WOOD COUNTY PIPELINE TIE-IN (MILLER GROVE WSC) | 1587000 | 2020 | MILLER GROVE WSC | CONVEYANCE/TRANSMISSION PIPELINE
3978 | D | ALT WOOD COUNTY PIPELINE TIE-IN (NORTH HUNT SUD) | 6777000 | 2020 | NORTH HUNT SUD | CONVEYANCE/TRANSMISSION PIPELINE
3979 | D | ALT WOOD COUNTY PIPELINE TIE-IN (WOLFE CITY) | 7124000 | 2040 | WOLFE CITY | CONVEYANCE/TRANSMISSION PIPELINE; NEW CONTRACT
3980 | D | ALT WOOD COUNTY PIPELINE TIE-IN (WOOD CO LIVESTOCK) | 2479000 | 2020 | LIVESTOCK (WOOD) | CONVEYANCE/TRANSMISSION PIPELINE
3981 | D | ALT WOOD COUNTY PIPELINE TIE-IN (WOOD CO MANUFACTURING) | 2722000 | 2020 | MANUFACTURING (WOOD) | CONVEYANCE/TRANSMISSION PIPELINE
1643 | D | CONTRACT WITH TEXARKANA AND TREATED WATER PIPELINE TO DEKALB (CLARKSVILLE, SULPHUR) | 11702000 | 2020 | CLARKSVILLE | CONVEYANCE/TRANSMISSION PIPELINE; NEW CONTRACT; PUMP STATION; STORAGE TANK
2672 | D | DIMPLE RESERVOIR | 38489000 | 2020 | CLARKSVILLE | CONVEYANCE/TRANSMISSION PIPELINE; DIVERSION AND CONTROL STRUCTURE; NEW WATER RIGHT/PERMIT NO IBT; RESERVOIR CONSTRUCTION
2120 | D | DRILL NEW WELLS (BRINKER WSC, CARRIZO-WILCOX, SULPHUR) | 1405000 | 2050 | BRINKER WSC | MULTIPLE WELLS/WELL FIELD; WATER TREATMENT PLANT EXPANSION
3970 | D | WOOD COUNTY PIPELINE TIE-IN (MARTIN SPRINGS) | 1574000 | 2070 | MARTIN SPRINGS WSC | CONVEYANCE/TRANSMISSION PIPELINE
2001 | E | EPW - ADVANCED PURIFIED WATER AT THE HASKELL STREET RWP | 189356000 | 2070 | EL PASO WATER | CONVEYANCE/TRANSMISSION PIPELINE; INJECTION WELL; PUMP STATION; WATER TREATMENT PLANT EXPANSION
4088 | E | EPW - ADVANCED WATER PURIFICATION AT THE FRED HERVEY WWTP | 140394000 | 2040 | EL PASO WATER | CONVEYANCE/TRANSMISSION PIPELINE; INJECTION WELL; PUMP STATION; WATER TREATMENT PLANT EXPANSION
4081 | E | EPW - CONJUNCTIVE TREATMENT OF GROUNDWATER AND SURFACE WATER AT THE UPPER VALLEY WWTP | 72873000 | 2030 | EL PASO WATER | WATER TREATMENT PLANT EXPANSION
2008 | E | EPW - EXPANSION OF CANUTILLO MESILLA BOLSON WELL FIELD | 6444000 | 2030 | EL PASO WATER | CONVEYANCE/TRANSMISSION PIPELINE; MULTIPLE WELLS/WELL FIELD
2027 | E | EPW - EXPANSION OF JONATHAN ROGERS WTP | 88679000 | 2040 | EL PASO WATER | WATER RIGHT/PERMIT LEASE OR PURCHASE; WATER TREATMENT PLANT EXPANSION
2022 | E | EPW - EXPANSION OF THE KAY BAILEY HUTCHINSON DESAL PLANT | 26490000 | 2060 | EL PASO WATER | CONVEYANCE/TRANSMISSION PIPELINE; INJECTION WELL; MULTIPLE WELLS/WELL FIELD; STORAGE TANK; WATER TREATMENT PLANT EXPANSION
4076 | E | EPW - LOWER VALLEY WELL HEAD RO | 52681000 | 2040 | EL PASO WATER | MULTIPLE WELLS/WELL FIELD; PUMP STATION; STORAGE TANK; CONVEYANCE/TRANSMISSION PIPELINE
2028 | E | EPW - RIVERSIDE REGULATING RESERVOIR | 6754036 | 2040 | EL PASO WATER | CANAL LINING; CONVEYANCE/TRANSMISSION PIPELINE; DIVERSION AND CONTROL STRUCTURE; NEW SURFACE WATER INTAKE; PUMP STATION
2007 | E | EPW - TREATMENT AND REUSE OF AGRICULTURAL DRAIN WATER | 21466000 | 2040 | EL PASO WATER | NEW CONTRACT; NEW WATER TREATMENT PLANT; STORAGE TANK
1857 | E | TERRELL COUNTY MINING - ADDITIONAL GROUNDWATER WELLS | 921000 | 2020 | MINING (TERRELL) | MULTIPLE WELLS/WELL FIELD
4345 | F | ANDREWS - DEVELOP OGALLALA AQUIFER SUPPLIES | 15663000 | 2020 | ANDREWS | CONVEYANCE/TRANSMISSION PIPELINE; MULTIPLE WELLS/WELL FIELD; PUMP STATION; STORAGE TANK
4339 | F | ANDREWS COUNTY LIVESTOCK - DEVELOP EDWARDS TRINITY PLATEAU AQUIFER SUPPLIES | 327000 | 2020 | LIVESTOCK (ANDREWS) | MULTIPLE WELLS/WELL FIELD
4340 | F | ANDREWS COUNTY MANUFACTURING - DEVELOP EDWARDS TRINITY PLATEAU AQUIFER SUPPLIES | 591000 | 2020 | MANUFACTURING (ANDREWS) | MULTIPLE WELLS/WELL FIELD
4337 | F | ANDREWS COUNTY OTHER - DEVELOP EDWARDS TRINITY PLATEAU AQUIFER SUPPLIES | 751000 | 2020 | COUNTY-OTHER (ANDREWS) | MULTIPLE WELLS/WELL FIELD
4354 | F | BALLINGER - REGIONAL SYSTEM FROM LAKE BROWNWOOD TO RUNNELS AND COKE COUNTIES | 55414000 | 2040 | BALLINGER | CONVEYANCE/TRANSMISSION PIPELINE; PUMP STATION; STORAGE TANK
4358 | F | BALLINGER - REGIONAL SYSTEM FROM LAKE FT. PHANTHOM HILL TO RUNNELS AND COKE COUNTIES | 44741000 | 2040 | BALLINGER | CONVEYANCE/TRANSMISSION PIPELINE; PUMP STATION; STORAGE TANK
4343 | F | BCWID - DEVELOP ELLENBURGER-SAN SABA AQUIFER SUPPLIES | 70199000 | 2030 | BROWN COUNTY WID #1 | CONVEYANCE/TRANSMISSION PIPELINE; MULTIPLE WELLS/WELL FIELD; NEW WATER TREATMENT PLANT; PUMP STATION
4347 | F | BRONTE - DEVELOP GROUNDWATER FROM OTHER AQUIFER IN RUNNELS COUNTY | 23694000 | 2030 | BRONTE | CONVEYANCE/TRANSMISSION PIPELINE; MULTIPLE WELLS/WELL FIELD; PUMP STATION
4353 | F | BRONTE - REGIONAL SYSTEM FROM LAKE BROWNWOOD TO RUNNELS AND COKE COUNTIES | 11536000 | 2040 | BRONTE | CONVEYANCE/TRANSMISSION PIPELINE; PUMP STATION; STORAGE TANK
4357 | F | BRONTE - REGIONAL SYSTEM FROM LAKE FT. PHANTHOM HILL TO RUNNELS AND COKE COUNTIES | 31308000 | 2040 | BRONTE | CONVEYANCE/TRANSMISSION PIPELINE; PUMP STATION; STORAGE TANK
4336 | F | CITY OF ANDREWS - DEVELOP EDWARDS TRINITY PLATEAU AQUIFER SUPPLIES | 24927000 | 2020 | ANDREWS | CONVEYANCE/TRANSMISSION PIPELINE; MULTIPLE WELLS/WELL FIELD; PUMP STATION
4335 | F | COLORADO CITY - DOCKUM WELL FIELD EXPANSION | 3744000 | 2020 | COLORADO CITY | CONVEYANCE/TRANSMISSION PIPELINE; MULTIPLE WELLS/WELL FIELD
4348 | F | CRMWD - DEVELOP ADDITIONAL GROUNDWATER SUPPLIES FROM PECOS, REEVES, WARD AND WINKLER COUNTIES | 147558000 | 2040 | COLORADO RIVER MWD | CONVEYANCE/TRANSMISSION PIPELINE; MULTIPLE WELLS/WELL FIELD; PUMP STATION; STORAGE TANK; WATER RIGHT/PERMIT LEASE OR PURCHASE
4361 | F | GREATER GARDENDALE WSC - PURCHASE WATER FROM MIDLAND COUNTY FWSD NO. 1 | 2946000 | 2030 | GREATER GARDENDALE WSC | CONVEYANCE/TRANSMISSION PIPELINE; NEW WATER TREATMENT PLANT; PUMP STATION; STORAGE TANK
4344 | F | MENARD - DEVELOP HICKORY AQUIFER SUPPLIES | 3287000 | 2030 | MENARD | MULTIPLE WELLS/WELL FIELD
4334 | F | ODESSA - DEVELOP CAPITAN REEF COMPLEX AQUIFER SUPPLIES IN WARD COUNTY | 154165000 | 2040 | ODESSA | CONVEYANCE/TRANSMISSION PIPELINE; INJECTION WELL; MULTIPLE WELLS/WELL FIELD; NEW WATER TREATMENT PLANT; STORAGE TANK
4349 | F | ODESSA - DEVELOP EDWARDS-TRINITY AND CAPITAN REEF COMPLEX AQUIFER SUPPLIES IN PECOS COUNTY | 826808000 | 2040 | ODESSA | CONVEYANCE/TRANSMISSION PIPELINE; INJECTION WELL; MULTIPLE WELLS/WELL FIELD; NEW WATER TREATMENT PLANT; PUMP STATION; STORAGE TANK
4352 | F | PECOS - POTABLE REUSE WITH AQUIFER STORAGE AND RECOVERY (ASR) | 34456000 | 2030 | PECOS | CONVEYANCE/TRANSMISSION PIPELINE; MULTIPLE WELLS/WELL FIELD; NEW WATER TREATMENT PLANT; PUMP STATION; STORAGE TANK
4341 | F | ROBERT LEE - DEVELOPMENT OF EDWARDS TRINITY PLATEAU AQUIFER SUPPLIES IN NOLAN CO | 4154000 | 2030 | ROBERT LEE | CONVEYANCE/TRANSMISSION PIPELINE; MULTIPLE WELLS/WELL FIELD
4342 | F | ROBERT LEE - DEVELOPMENT OF EDWARDS TRINITY PLATEAU AQUIFER SUPPLIES IN TOM GREEN CO | 7272000 | 2030 | ROBERT LEE | CONVEYANCE/TRANSMISSION PIPELINE; MULTIPLE WELLS/WELL FIELD; PUMP STATION
4356 | F | ROBERT LEE - REGIONAL SYSTEM FROM LAKE BROWNWOOD TO RUNNELS AND COKE COUNTIES | 18458000 | 2040 | ROBERT LEE | CONVEYANCE/TRANSMISSION PIPELINE; PUMP STATION; STORAGE TANK
4360 | F | ROBERT LEE - REGIONAL SYSTEM FROM LAKE FT. PHANTHOM HILL TO RUNNELS AND COKE COUNTIES | 11676000 | 2040 | ROBERT LEE | CONVEYANCE/TRANSMISSION PIPELINE; PUMP STATION; STORAGE TANK
4351 | F | ROBERT LEE - REPAIR AND EXPAND WATER TREATMENT PLANT | 6541000 | 2030 | ROBERT LEE | WATER TREATMENT PLANT EXPANSION
4333 | F | SAN ANGELO - DESALINATION OF BRACKISH GROUNDWATER SUPPLIES | 70709000 | 2030 | SAN ANGELO | INJECTION WELL; NEW WATER TREATMENT PLANT
4350 | F | SAN ANGELO - DEVELOP PECOS VALLEY, EDWARDS-TRINITY PLATEAU AQUIFER SUPPLIES IN PECOS CO. | 327576000 | 2040 | SAN ANGELO | CONVEYANCE/TRANSMISSION PIPELINE; MULTIPLE WELLS/WELL FIELD; PUMP STATION; STORAGE TANK; WATER RIGHT/PERMIT LEASE OR PURCHASE
4338 | F | SAN ANGELO - DEVELOPMENT OF EDWARDS TRINITY PLATEAU AQUIFER SUPPLIES IN SCHLEICHER CO | 102100000 | 2040 | SAN ANGELO | CONVEYANCE/TRANSMISSION PIPELINE; MULTIPLE WELLS/WELL FIELD; PUMP STATION; STORAGE TANK
4346 | F | TEXLAND GREAT PLAINS - DEVELOP OGALLALA AQUIFER SUPPLIES FROM ANDREWS OR GAINES COUNTY | 380000 | 2020 | GREAT PLAINS WATER SYSTEM INC | MULTIPLE WELLS/WELL FIELD
4364 | F | WEST TEXAS WATER PARTNERSHIP (ALTERNATIVE) | 327504000 | 2030 | MIDLAND; SAN ANGELO; ABILENE | CONVEYANCE/TRANSMISSION PIPELINE; EVAPORATIVE POND; MULTIPLE WELLS/WELL FIELD; NEW WATER TREATMENT PLANT; PUMP STATION; STORAGE TANK
4355 | F | WINTERS - REGIONAL SYSTEM FROM LAKE BROWNWOOD TO RUNNELS AND COKE COUNTIES | 30035000 | 2040 | WINTERS | CONVEYANCE/TRANSMISSION PIPELINE; PUMP STATION; STORAGE TANK
4359 | F | WINTERS - REGIONAL SYSTEM FROM LAKE FT. PHANTHOM HILL TO RUNNELS AND COKE COUNTIES | 15603000 | 2040 | WINTERS | CONVEYANCE/TRANSMISSION PIPELINE; PUMP STATION; STORAGE TANK
4278 | G | BRA MAIN STEM LAKE WHITNEY OVERDRAFTING WITH OFF-CHANNEL RESERVOIR | 171738000 | 2050 | BRAZOS RIVER AUTHORITY | CONVEYANCE/TRANSMISSION PIPELINE; DIVERSION AND CONTROL STRUCTURE; PUMP STATION; NEW SURFACE WATER INTAKE; RESERVOIR CONSTRUCTION
1747 | G | CARRIZO GW DEVELOPMENT FOR BRYAN IN ROBERTSON COUNTY | 51281000 | 2030 | BRYAN | CONVEYANCE/TRANSMISSION PIPELINE; MULTIPLE WELLS/WELL FIELD; PUMP STATION; WATER TREATMENT PLANT EXPANSION
1844 | G | JOHNSON COUNTY ASR | 37085000 | 2030 | JOHNSON COUNTY SUD | MULTIPLE WELLS/WELL FIELD; INJECTION WELL; CONVEYANCE/TRANSMISSION PIPELINE
2192 | G | REUSE- BRYAN (OPTION 2) | 41105000 | 2020 | BRYAN | CONVEYANCE/TRANSMISSION PIPELINE; NEW WATER TREATMENT PLANT; STORAGE TANK
1826 | G | TRINITY AQUIFER DEVELOPMENT - BARTLETT | 1872000 | 2020 | BARTLETT | MULTIPLE WELLS/WELL FIELD; NEW WATER TREATMENT PLANT; CONVEYANCE/TRANSMISSION PIPELINE
4129 | G | TRINITY AQUIFER DEVELOPMENT- EAST CRAWFORD WSC | 1149000 | 2020 | EAST CRAWFORD WSC | MULTIPLE WELLS/WELL FIELD; NEW WATER TREATMENT PLANT; CONVEYANCE/TRANSMISSION PIPELINE
3949 | I | AMWA-BSI-WTP BOOSTER PS IMPROVEMENT | 65000 | 2020 | ATHENS MUNICIPAL WATER AUTHORITY | PUMP STATION
2015 | I | HCWC-GW-WELL | 22793000 | 2020 | HOUSTON COUNTY WCID #1 | CONVEYANCE/TRANSMISSION PIPELINE; MULTIPLE WELLS/WELL FIELD
4296 | J | BANDERA COUNTY OTHER - ADDITIONAL GROUNDWATER WELLS TO PROVIDE EMERGENCY SUPPLY TO VFD | 4280000 | 2020 | COUNTY-OTHER (BANDERA) | CONVEYANCE/TRANSMISSION PIPELINE; MULTIPLE WELLS/WELL FIELD
4295 | J | BANDERA COUNTY OTHER - LAKE MEDINA SHORES - ADDITIONAL GROUNDWATER WELLS | 1477000 | 2020 | COUNTY-OTHER (BANDERA) | CONVEYANCE/TRANSMISSION PIPELINE; MULTIPLE WELLS/WELL FIELD
2432 | J | CITY OF BANDERA - ADDITIONAL LOWER TRINITY WELL AND LAY NECESSARY PIPELINE | 3298000 | 2030 | BANDERA | CONVEYANCE/TRANSMISSION PIPELINE; NEW CONTRACT; NEW WATER RIGHT/PERMIT NO IBT; SINGLE WELL
2406 | J | KERR COUNTY LIVESTOCK - ADDITIONAL GROUNDWATER WELL | 79000 | 2020 | LIVESTOCK (KERR) | SINGLE WELL
4303 | J | KERR COUNTY LIVESTOCK - ADDITIONAL GROUNDWATER WELL (NUECES) | 66000 | 2020 | LIVESTOCK (KERR) | SINGLE WELL
2404 | J | KERR COUNTY LIVESTOCK - ADDITIONAL GROUNDWATER WELLS | 985000 | 2020 | LIVESTOCK (KERR) | MULTIPLE WELLS/WELL FIELD
2405 | J | KERR COUNTY LIVESTOCK - ADDITIONAL GROUNDWATER WELLS - GUADALUPE RIVER BASIN | 370000 | 2020 | LIVESTOCK (KERR) | MULTIPLE WELLS/WELL FIELD
4280 | K | EXPANSION OF CARRIZO-WILCOX AQUIFER - AQUA WSC ALTERNATIVE | 37682000 | 2030 | AQUA WSC | CONVEYANCE/TRANSMISSION PIPELINE; MULTIPLE WELLS/WELL FIELD; PUMP STATION
4281 | K | EXPANSION OF CARRIZO-WILCOX AQUIFER - LCRA ALTERNATIVE | 38139000 | 2030 | LOWER COLORADO RIVER AUTHORITY | CONVEYANCE/TRANSMISSION PIPELINE; MULTIPLE WELLS/WELL FIELD; PUMP STATION
2166 | K | LCRA - BRACKISH GROUNDWATER DESALINATION | 229006000 | 2040 | LOWER COLORADO RIVER AUTHORITY | CONVEYANCE/TRANSMISSION PIPELINE; INJECTION WELL; MULTIPLE WELLS/WELL FIELD; NEW WATER TREATMENT PLANT; PUMP STATION; STORAGE TANK
2161 | K | LCRA - SUPPLEMENT BAY AND ESTUARY INFLOWS WITH BRACKISH GROUNDWATER | 47269000 | 2030 | LOWER COLORADO RIVER AUTHORITY | CONVEYANCE/TRANSMISSION PIPELINE; DIVERSION AND CONTROL STRUCTURE; MULTIPLE WELLS/WELL FIELD
2693 | M | AGUA SUD - NON-POTABLE REUSE | 26387000 | 2020 | AGUA SUD | NEW WATER TREATMENT PLANT; STORAGE TANK
2468 | M | BROWNSVILLE - SEAWATER DESALINATION DEMONSTRATION | 74248000 | 2030 | BROWNSVILLE | CONVEYANCE/TRANSMISSION PIPELINE; NEW SURFACE WATER INTAKE; NEW WATER TREATMENT PLANT
2605 | M | BROWNSVILLE - SEAWATER DESALINATION IMPLEMENTATION | 469635000 | 2060 | BROWNSVILLE | CONVEYANCE/TRANSMISSION PIPELINE; NEW SURFACE WATER INTAKE; WATER TREATMENT PLANT EXPANSION
2523 | M | BROWNSVILLE-MATAMOROS WEIR AND RESERVOIR | 23806000 | 2030 | BROWNSVILLE | DIVERSION AND CONTROL STRUCTURE; RESERVOIR CONSTRUCTION
4116 | M | EAGLE PASS - ASR PROJECT | 14576941000 | 2020 | EAGLE PASS | CONVEYANCE/TRANSMISSION PIPELINE; MULTIPLE WELLS/WELL FIELD; NEW WATER TREATMENT PLANT; PUMP STATION
2531 | M | ELSA - WTP EXPANSION AND INTERCONNECT TO ENGLEMAN ID | 12895000 | 2020 | ELSA | CONVEYANCE/TRANSMISSION PIPELINE; WATER TREATMENT PLANT EXPANSION
4381 | M | ERHWSC - SURFACE WTP PHASE II WITH INTER-BASIN TRANSFER OF SURFACE WATER | 16703000 | 2050 | EAST RIO HONDO WSC | PUMP STATION; WATER TREATMENT PLANT EXPANSION; NEW WATER RIGHT/PERMIT NON-EXEMPT IBT
2528 | M | LA FERIA - NON-POTABLE REUSE | 6091000 | 2030 | LA FERIA | CONVEYANCE/TRANSMISSION PIPELINE; NEW WATER TREATMENT PLANT; PUMP STATION; STORAGE TANK
2590 | M | LAREDO - EL PICO WTP EXPANSION #1 | 66393000 | 2020 | LAREDO | NEW WATER RIGHT/PERMIT NO IBT; WATER TREATMENT PLANT EXPANSION
2591 | M | LAREDO - EL PICO WTP EXPANSION #2 | 66393000 | 2030 | LAREDO | NEW WATER RIGHT/PERMIT NO IBT; WATER TREATMENT PLANT EXPANSION
2592 | M | LAREDO - EL PICO WTP EXPANSION #3 | 77341000 | 2040 | LAREDO | NEW WATER RIGHT/PERMIT NO IBT; WATER TREATMENT PLANT EXPANSION
2593 | M | LAREDO - EL PICO WTP EXPANSION #4 | 164003000 | 2050 | LAREDO | NEW WATER RIGHT/PERMIT NO IBT; WATER TREATMENT PLANT EXPANSION
2209 | M | MCALLEN - EXPAND EXISTING GROUNDWATER SUPPLY PHASE I | 1103000 | 2030 | MCALLEN | MULTIPLE WELLS/WELL FIELD; NEW WATER TREATMENT PLANT
4387 | M | MCALLEN - EXPAND EXISTING GROUNDWATER SUPPLY PHASE II | 1162000 | 2060 | MCALLEN | MULTIPLE WELLS/WELL FIELD; WATER TREATMENT PLANT EXPANSION
2211 | M | MERCEDES - EXPAND EXISTING GROUNDWATER SUPPLY | 1167000 | 2020 | MERCEDES | MULTIPLE WELLS/WELL FIELD
2532 | M | MHWSC - EXPAND EXISTING GROUNDWATER WELLS (HIDALGO COUNTY) PHASE I | 772000 | 2020 | MILITARY HIGHWAY WSC | SINGLE WELL; WATER TREATMENT PLANT EXPANSION
2617 | M | MHWSC - EXPAND EXISTING GROUNDWATER WELLS (HIDALGO COUNTY) PHASE II | 782000 | 2050 | MILITARY HIGHWAY WSC | SINGLE WELL; WATER TREATMENT PLANT EXPANSION
2382 | M | NAWSC - EXPANSION OF WTP NO. 5 AND WATERLINE | 22657000 | 2020 | NORTH ALAMO WSC | WATER TREATMENT PLANT EXPANSION; CONVEYANCE/TRANSMISSION PIPELINE
2375 | M | SAN BENITO - NON-POTABLE REUSE | 2329000 | 2020 | SAN BENITO | CONVEYANCE/TRANSMISSION PIPELINE; NEW WATER TREATMENT PLANT; PUMP STATION; STORAGE TANK
2529 | M | SAN BENITO - POTABLE REUSE PHASE I | 17610000 | 2020 | SAN BENITO | CONVEYANCE/TRANSMISSION PIPELINE; NEW WATER TREATMENT PLANT; PUMP STATION; STORAGE TANK
2639 | M | SAN BENITO - POTABLE REUSE PHASE II | 23189000 | 2070 | SAN BENITO | CONVEYANCE/TRANSMISSION PIPELINE; PUMP STATION; STORAGE TANK; WATER TREATMENT PLANT EXPANSION
4399 | O | CITY OF LOCKNEY - ADDITIONAL GROUNDWATER DEVELOPMENT | 1750000 | 2020 | LOCKNEY | CONVEYANCE/TRANSMISSION PIPELINE; MULTIPLE WELLS/WELL FIELD; PUMP STATION
4397 | O | CITY OF NEW DEAL - ADDITIONAL GROUNDWATER DEVELOPMENT | 398000 | 2020 | NEW DEAL | CONVEYANCE/TRANSMISSION PIPELINE; SINGLE WELL; PUMP STATION
4398 | O | CITY OF SMYER ADDITIONAL CRMWA SUPPLY FROM LEVELLAND | 5577000 | 2030 | COUNTY-OTHER (HOCKLEY) | CONVEYANCE/TRANSMISSION PIPELINE; PUMP STATION; STORAGE TANK
2567 | O | GAINES COUNTY - SEMINOLE GROUNDWATER DESALINATION | 35679000 | 2040 | SEMINOLE | CONVEYANCE/TRANSMISSION PIPELINE; MULTIPLE WELLS/WELL FIELD; NEW WATER RIGHT/PERMIT NO IBT; NEW WATER TREATMENT PLANT; PUMP STATION; STORAGE TANK; INJECTION WELL
2652 | O | LUBBOCK COUNTY - BRACKISH SUPPLEMENTAL WATER SUPPLY FOR BAILEY COUNTY WELL FIELD | 51911000 | 2030 | LUBBOCK | CONVEYANCE/TRANSMISSION PIPELINE; MULTIPLE WELLS/WELL FIELD
2150 | O | LUBBOCK COUNTY - LUBBOCK DIRECT POTABLE REUSE TO SOUTH WATER TREATMENT PLANT | 149975000 | 2070 | LUBBOCK | CONVEYANCE/TRANSMISSION PIPELINE; INJECTION WELL; PUMP STATION; WATER TREATMENT PLANT EXPANSION; NEW WATER TREATMENT PLANT
2153 | O | LUBBOCK COUNTY - LUBBOCK NORTH FORK DIVERSION AT CR 7300 | 177504000 | 2040 | LUBBOCK | CONVEYANCE/TRANSMISSION PIPELINE; NEW SURFACE WATER INTAKE; PUMP STATION; WATER TREATMENT PLANT EXPANSION
2157 | O | LUBBOCK COUNTY - LUBBOCK NORTH FORK DIVERSION TO LAKE ALAN HENRY PUMP STATION | 49712000 | 2040 | LUBBOCK | CONVEYANCE/TRANSMISSION PIPELINE; NEW SURFACE WATER INTAKE; PUMP STATION; WATER TREATMENT PLANT EXPANSION; NEW WATER RIGHT/PERMIT NO IBT
2172 | O | LUBBOCK COUNTY - LUBBOCK POST RESERVOIR | 110790000 | 2060 | LUBBOCK | CONVEYANCE/TRANSMISSION PIPELINE; PUMP STATION; RESERVOIR CONSTRUCTION; WATER TREATMENT PLANT EXPANSION; NEW SURFACE WATER INTAKE; WATER RIGHT/PERMIT AMENDMENT NO IBT; WATER RIGHT/PERMIT LEASE OR PURCHASE
2155 | O | LUBBOCK COUNTY - LUBBOCK SOUTH FORK DISCHARGE | 52536000 | 2030 | LUBBOCK | CONVEYANCE/TRANSMISSION PIPELINE; NEW SURFACE WATER INTAKE; PUMP STATION; WATER TREATMENT PLANT EXPANSION; DIVERSION AND CONTROL STRUCTURE; WATER RIGHT/PERMIT AMENDMENT NO IBT
1667 | P | AQUIFER STORAGE AND RECOVERY | 260074000 | 2040 | LAVACA NAVIDAD RIVER AUTHORITY | CONVEYANCE/TRANSMISSION PIPELINE; DIVERSION AND CONTROL STRUCTURE; INJECTION WELL; MULTIPLE WELLS/WELL FIELD; NEW WATER RIGHT/PERMIT NO IBT; NEW WATER TREATMENT PLANT; PUMP STATION; STORAGE TANK
3835 | P | LAKE TEXANA DREDGING | 51377000 | 2040 | LAVACA NAVIDAD RIVER AUTHORITY | DREDGE TO RECOVER CAPACITY
|  | TOTAL COST | 46372372036

## AlternativeProjectRelationships
WmsProjectId | WMS Project Sponsor Region | Project Name | Online Decade | WMSId | WMS Sponsor Region | WMS Group Name | WMS Name | WMS Type | Source Description | Source Region | Source Type | Source Subtype | Benefiting WUG Name | WUG Split Region | WUG Type
904 | A | ADVANCED TREATMENT - HALL COUNTY OTHER (LAKEVIEW) | 2020 | 3388 | A |  | ADVANCED TREATMENT - HALL COUNTY OTHER (LAKEVIEW) | GROUNDWATER WELLS & OTHER | SEYMOUR AQUIFER ¦ HALL | A | GROUNDWATER | GROUNDWATER | COUNTY-OTHER, HALL | A | MUNICIPAL
2699 | A | CONNECTING TO PALO DURO RESERVOIR | 2030 | 3824 | A |  | CONNECTING TO PALO DURO RESERVOIR | OTHER SURFACE WATER | PALO DURO LAKE/RESERVOIR | A | SURFACE WATER | RESERVOIR | PALO DURO RIVER AUTHORITY - UNASSIGNED WATER VOLUMES | A | UNASSIGNED WATER VOLUMES
901 | A | NEW GROUNDWATER SOURCE - HALL COUNTY OTHER (BRICE-LESLY) | 2030 | 688 | A |  | DEVELOP SEYMOUR AQUIFER SUPPLIES - HALL COUNTY OTHER (BRICE-LESLEY) | GROUNDWATER WELLS & OTHER | SEYMOUR AQUIFER ¦ HALL | A | GROUNDWATER | GROUNDWATER | COUNTY-OTHER, HALL | A | MUNICIPAL
902 | A | NEW GROUNDWATER SOURCE - HALL COUNTY OTHER (ESTELLINE) | 2030 | 691 | A |  | DEVELOP SEYMOUR AQUIFER SUPPLIES - HALL COUNTY OTHER (ESTELLINE) | GROUNDWATER WELLS & OTHER | SEYMOUR AQUIFER ¦ HALL | A | GROUNDWATER | GROUNDWATER | COUNTY-OTHER, HALL | A | MUNICIPAL
4393 | C | ALTERNATIVE - DFW AIRPORT SUPPLY FROM EULESS | 2030 | 5457 | C |  | ALTERNATIVE - DFW AIRPORT SUPPLY FROM EULESS | OTHER SURFACE WATER | TRWD LAKE/RESERVOIR SYSTEM | C | SURFACE WATER | RESERVOIR SYSTEM | COUNTY-OTHER, TARRANT | C | MUNICIPAL
4368 | C | ALTERNATIVE - DIRECT REUSE FROM SHERMAN | 2020 | 5416 | C |  | ALTERNATIVE - DIRECT REUSE FROM SHERMAN | OTHER DIRECT REUSE | DIRECT REUSE | C | REUSE | DIRECT NON-POTABLE REUSE | MANUFACTURING, GRAYSON | C | MANUFACTURING
4392 | C | ALTERNATIVE - M E N WSC RAW SURFACE WATER FROM ADDITIONAL SOURCE | 2020 | 5454 | C |  | ALTERNATIVE - M E N WSC RAW SURFACE WATER FROM ADDITIONAL SOURCE | OTHER SURFACE WATER | TRWD LAKE/RESERVOIR SYSTEM | C | SURFACE WATER | RESERVOIR SYSTEM | M E N WSC | C | MUNICIPAL
3844 | C | ALTERNATIVE - NTMWD - ASR | 2020 | 4939 | C |  | ALTERNATIVE - NTMWD - AQUIFER STORAGE AND RECOVERY | AQUIFER STORAGE & RECOVERY | TRINITY AQUIFER ASR ¦ COLLIN | C | GROUNDWATER | AQUIFER STORAGE & RECOVERY | NORTH TEXAS MWD - UNASSIGNED WATER VOLUMES | C | UNASSIGNED WATER VOLUMES
3846 | C | ALTERNATIVE - UTRWD - GEORGE PARKHOUSE NORTH | 2050 | 4752 | C |  | ALTERNATIVE - NTMWD AND UTRWD - GEORGE PARKHOUSE (NORTH) | NEW MAJOR RESERVOIR | GEORGE PARKHOUSE NORTH LAKE/RESERVOIR | D | SURFACE WATER | RESERVOIR | NORTH TEXAS MWD - UNASSIGNED WATER VOLUMES | C | UNASSIGNED WATER VOLUMES
3846 | C | ALTERNATIVE - UTRWD - GEORGE PARKHOUSE NORTH | 2050 | 4752 | C |  | ALTERNATIVE - NTMWD AND UTRWD - GEORGE PARKHOUSE (NORTH) | NEW MAJOR RESERVOIR | GEORGE PARKHOUSE NORTH LAKE/RESERVOIR | D | SURFACE WATER | RESERVOIR | UPPER TRINITY REGIONAL WD - UNASSIGNED WATER VOLUMES | C | UNASSIGNED WATER VOLUMES
3847 | C | ALTERNATIVE - UTRWD - GEORGE PARKHOUSE SOUTH | 2050 | 4753 | C |  | ALTERNATIVE - NTMWD AND UTRWD - GEORGE PARKHOUSE (SOUTH) | NEW MAJOR RESERVOIR | GEORGE PARKHOUSE SOUTH LAKE/RESERVOIR | D | SURFACE WATER | RESERVOIR | NORTH TEXAS MWD - UNASSIGNED WATER VOLUMES | C | UNASSIGNED WATER VOLUMES
3847 | C | ALTERNATIVE - UTRWD - GEORGE PARKHOUSE SOUTH | 2050 | 4753 | C |  | ALTERNATIVE - NTMWD AND UTRWD - GEORGE PARKHOUSE (SOUTH) | NEW MAJOR RESERVOIR | GEORGE PARKHOUSE SOUTH LAKE/RESERVOIR | D | SURFACE WATER | RESERVOIR | UPPER TRINITY REGIONAL WD - UNASSIGNED WATER VOLUMES | C | UNASSIGNED WATER VOLUMES
3848 | C | ALTERNATIVE - UTRWD - RED RIVER OFF-CHANNEL RESERVOIR | 2060 | 4754 | C |  | ALTERNATIVE - DWU AND UTRWD - RED RIVER OFF-CHANNEL RESERVOIR | OTHER SURFACE WATER | RED RIVER OFF-CHANNEL RESERVOIR | C | SURFACE WATER | RESERVOIR | DALLAS - UNASSIGNED WATER VOLUMES | C | UNASSIGNED WATER VOLUMES
3848 | C | ALTERNATIVE - UTRWD - RED RIVER OFF-CHANNEL RESERVOIR | 2060 | 4754 | C |  | ALTERNATIVE - DWU AND UTRWD - RED RIVER OFF-CHANNEL RESERVOIR | OTHER SURFACE WATER | RED RIVER OFF-CHANNEL RESERVOIR | C | SURFACE WATER | RESERVOIR | UPPER TRINITY REGIONAL WD - UNASSIGNED WATER VOLUMES | C | UNASSIGNED WATER VOLUMES
4019 | C | ATHENS - ALTERNATIVE NEW WELL(S) IN CARRIZO-WILCOX AQUIFER | 2020 | 4997 | C |  | ALTERNATIVE - ATHENS - NEW WELL(S) IN CARRIZO-WILCOX AQUIFER | GROUNDWATER WELLS & OTHER | CARRIZO-WILCOX AQUIFER ¦ HENDERSON | C | GROUNDWATER | GROUNDWATER | ATHENS | C | MUNICIPAL
4019 | C | ATHENS - ALTERNATIVE NEW WELL(S) IN CARRIZO-WILCOX AQUIFER | 2020 | 4997 | C |  | ALTERNATIVE - ATHENS - NEW WELL(S) IN CARRIZO-WILCOX AQUIFER | GROUNDWATER WELLS & OTHER | CARRIZO-WILCOX AQUIFER ¦ HENDERSON | C | GROUNDWATER | GROUNDWATER | ATHENS | I | MUNICIPAL
864 | C | CORSICANA - ALTERNATIVE NAVARRO MILLS WTP EXPANSION | 2050 | 3735 | C |  | ALTERNATIVE - CORSICANA - NAVARRO MILLS WTP EXPANSION | OTHER SURFACE WATER | NAVARRO MILLS LAKE/RESERVOIR | C | SURFACE WATER | RESERVOIR | CORSICANA - UNASSIGNED WATER VOLUMES | C | UNASSIGNED WATER VOLUMES
972 | C | DWU - ALTERNATIVE CARRIZO-WILCOX GROUNDWATER | 2020 | 3747 | C |  | ALTERNATIVE - DWU - GROUNDWATER | GROUNDWATER WELLS & OTHER | CARRIZO-WILCOX AQUIFER ¦ WOOD | D | GROUNDWATER | GROUNDWATER | DALLAS - UNASSIGNED WATER VOLUMES | C | UNASSIGNED WATER VOLUMES
972 | C | DWU - ALTERNATIVE CARRIZO-WILCOX GROUNDWATER | 2020 | 3747 | C |  | ALTERNATIVE - DWU - GROUNDWATER | GROUNDWATER WELLS & OTHER | QUEEN CITY AQUIFER ¦ SMITH | D | GROUNDWATER | GROUNDWATER | DALLAS - UNASSIGNED WATER VOLUMES | C | UNASSIGNED WATER VOLUMES
972 | C | DWU - ALTERNATIVE CARRIZO-WILCOX GROUNDWATER | 2020 | 3747 | C |  | ALTERNATIVE - DWU - GROUNDWATER | GROUNDWATER WELLS & OTHER | QUEEN CITY AQUIFER ¦ UPSHUR | D | GROUNDWATER | GROUNDWATER | DALLAS - UNASSIGNED WATER VOLUMES | C | UNASSIGNED WATER VOLUMES
972 | C | DWU - ALTERNATIVE CARRIZO-WILCOX GROUNDWATER | 2020 | 3747 | C |  | ALTERNATIVE - DWU - GROUNDWATER | GROUNDWATER WELLS & OTHER | QUEEN CITY AQUIFER ¦ WOOD | D | GROUNDWATER | GROUNDWATER | DALLAS - UNASSIGNED WATER VOLUMES | C | UNASSIGNED WATER VOLUMES
971 | C | DWU - ALTERNATIVE DIRECT REUSE | 2020 | 3752 | C |  | ALTERNATIVE - DWU - DIRECT REUSE PROJECTS | OTHER DIRECT REUSE | DIRECT REUSE | C | REUSE | DIRECT NON-POTABLE REUSE | DALLAS - UNASSIGNED WATER VOLUMES | C | UNASSIGNED WATER VOLUMES
976 | C | DWU - ALTERNATIVE LAKE TEXOMA DESALINATION | 2020 | 3753 | C |  | ALTERNATIVE - DWU - LAKE TEXOMA DESALINATION | OTHER STRATEGIES | TEXOMA LAKE/RESERVOIR NON-SYSTEM PORTION | C | SURFACE WATER | RESERVOIR | DALLAS - UNASSIGNED WATER VOLUMES | C | UNASSIGNED WATER VOLUMES
974 | C | DWU - ALTERNATIVE RED RIVER OFF-CHANNEL RESERVOIR | 2060 | 3754 | C |  | ALTERNATIVE - DWU - RED RIVER OFF-CHANNEL RESERVOIR | OTHER SURFACE WATER | RED RIVER OFF-CHANNEL RESERVOIR | C | SURFACE WATER | RESERVOIR | DALLAS - UNASSIGNED WATER VOLUMES | C | UNASSIGNED WATER VOLUMES
974 | C | DWU - ALTERNATIVE RED RIVER OFF-CHANNEL RESERVOIR | 2060 | 4754 | C |  | ALTERNATIVE - DWU AND UTRWD - RED RIVER OFF-CHANNEL RESERVOIR | OTHER SURFACE WATER | RED RIVER OFF-CHANNEL RESERVOIR | C | SURFACE WATER | RESERVOIR | DALLAS - UNASSIGNED WATER VOLUMES | C | UNASSIGNED WATER VOLUMES
974 | C | DWU - ALTERNATIVE RED RIVER OFF-CHANNEL RESERVOIR | 2060 | 4754 | C |  | ALTERNATIVE - DWU AND UTRWD - RED RIVER OFF-CHANNEL RESERVOIR | OTHER SURFACE WATER | RED RIVER OFF-CHANNEL RESERVOIR | C | SURFACE WATER | RESERVOIR | UPPER TRINITY REGIONAL WD - UNASSIGNED WATER VOLUMES | C | UNASSIGNED WATER VOLUMES
973 | C | DWU - ALTERNATIVE SABINE CONJUNCTIVE SYSTEM OPERATIONS | 2020 | 5092 | C |  | ALTERNATIVE - DWU - SABINE CONJUNCTIVE SYSTEM OPERATIONS | CONJUNCTIVE USE | CARRIZO-WILCOX AQUIFER ¦ WOOD | D | GROUNDWATER | GROUNDWATER | DALLAS - UNASSIGNED WATER VOLUMES | C | UNASSIGNED WATER VOLUMES
973 | C | DWU - ALTERNATIVE SABINE CONJUNCTIVE SYSTEM OPERATIONS | 2020 | 5092 | C |  | ALTERNATIVE - DWU - SABINE CONJUNCTIVE SYSTEM OPERATIONS | CONJUNCTIVE USE | QUEEN CITY AQUIFER ¦ SMITH | D | GROUNDWATER | GROUNDWATER | DALLAS - UNASSIGNED WATER VOLUMES | C | UNASSIGNED WATER VOLUMES
973 | C | DWU - ALTERNATIVE SABINE CONJUNCTIVE SYSTEM OPERATIONS | 2020 | 5092 | C |  | ALTERNATIVE - DWU - SABINE CONJUNCTIVE SYSTEM OPERATIONS | CONJUNCTIVE USE | QUEEN CITY AQUIFER ¦ UPSHUR | D | GROUNDWATER | GROUNDWATER | DALLAS - UNASSIGNED WATER VOLUMES | C | UNASSIGNED WATER VOLUMES
973 | C | DWU - ALTERNATIVE SABINE CONJUNCTIVE SYSTEM OPERATIONS | 2020 | 5092 | C |  | ALTERNATIVE - DWU - SABINE CONJUNCTIVE SYSTEM OPERATIONS | CONJUNCTIVE USE | QUEEN CITY AQUIFER ¦ WOOD | D | GROUNDWATER | GROUNDWATER | DALLAS - UNASSIGNED WATER VOLUMES | C | UNASSIGNED WATER VOLUMES
973 | C | DWU - ALTERNATIVE SABINE CONJUNCTIVE SYSTEM OPERATIONS | 2020 | 5092 | C |  | ALTERNATIVE - DWU - SABINE CONJUNCTIVE SYSTEM OPERATIONS | CONJUNCTIVE USE | SABINE RUN-OF-RIVER | D | SURFACE WATER | RUN-OF-RIVER | DALLAS - UNASSIGNED WATER VOLUMES | C | UNASSIGNED WATER VOLUMES
1013 | C | GAINESVILLE - ALTERNATIVE LAKE TEXOMA | 2020 | 5078 | C |  | ALTERNATIVE - GAINESVILLE - LAKE TEXOMA | OTHER SURFACE WATER | TEXOMA LAKE/RESERVOIR NON-SYSTEM PORTION | C | SURFACE WATER | RESERVOIR | GAINESVILLE - UNASSIGNED WATER VOLUMES | C | UNASSIGNED WATER VOLUMES
995 | C | GTUA - ALTERNATIVE GRAYSON COUNTY WATER SUPPLY PROJECT | 2020 | 3240 | C |  | ALTERNATIVE - GTUA - GRAYSON COUNTY WSP | NEW MAJOR RESERVOIR | TEXOMA LAKE/RESERVOIR NON-SYSTEM PORTION | C | SURFACE WATER | RESERVOIR | GREATER TEXOMA UTILITY AUTHORITY - UNASSIGNED WATER VOLUMES | C | UNASSIGNED WATER VOLUMES
1021 | C | IRVING - ALTERNATIVE OKLAHOMA (LAKE HUGO) | 2070 | 5076 | C |  | ALTERNATIVE - IRVING - OKLAHOMA (LAKE HUGO) | OTHER SURFACE WATER | OKLAHOMA HUGO LAKE/RESERVOIR | OK | SURFACE WATER | RESERVOIR | IRVING - UNASSIGNED WATER VOLUMES | C | UNASSIGNED WATER VOLUMES
4020 | C | M E N WSC - ALTERNATIVE RO OF BRACKISH GROUNDWATER | 2020 | 4998 | C |  | ALTERNATIVE - M E N WSC - RO OF BRACKISH GROUNDWATER | GROUNDWATER WELLS & OTHER | WOODBINE AQUIFER ¦ NAVARRO | C | GROUNDWATER | GROUNDWATER | M E N WSC | C | MUNICIPAL
949 | C | MARVIN NICHOLS (328) ALTERNATIVE FOR NTMWD, TRWD, UTRWD, DWU, AND IRVING | 2050 | 3756 | C |  | ALTERNATIVE - MARVIN NICHOLS (328) FOR NTMWD, TRWD, UTRWD, DWU, AND IRVING | NEW MAJOR RESERVOIR | MARVIN NICHOLS LAKE/RESERVOIR | D | SURFACE WATER | RESERVOIR | DALLAS - UNASSIGNED WATER VOLUMES | C | UNASSIGNED WATER VOLUMES
949 | C | MARVIN NICHOLS (328) ALTERNATIVE FOR NTMWD, TRWD, UTRWD, DWU, AND IRVING | 2050 | 3756 | C |  | ALTERNATIVE - MARVIN NICHOLS (328) FOR NTMWD, TRWD, UTRWD, DWU, AND IRVING | NEW MAJOR RESERVOIR | MARVIN NICHOLS LAKE/RESERVOIR | D | SURFACE WATER | RESERVOIR | IRVING - UNASSIGNED WATER VOLUMES | C | UNASSIGNED WATER VOLUMES
949 | C | MARVIN NICHOLS (328) ALTERNATIVE FOR NTMWD, TRWD, UTRWD, DWU, AND IRVING | 2050 | 3756 | C |  | ALTERNATIVE - MARVIN NICHOLS (328) FOR NTMWD, TRWD, UTRWD, DWU, AND IRVING | NEW MAJOR RESERVOIR | MARVIN NICHOLS LAKE/RESERVOIR | D | SURFACE WATER | RESERVOIR | NORTH TEXAS MWD - UNASSIGNED WATER VOLUMES | C | UNASSIGNED WATER VOLUMES
949 | C | MARVIN NICHOLS (328) ALTERNATIVE FOR NTMWD, TRWD, UTRWD, DWU, AND IRVING | 2050 | 3756 | C |  | ALTERNATIVE - MARVIN NICHOLS (328) FOR NTMWD, TRWD, UTRWD, DWU, AND IRVING | NEW MAJOR RESERVOIR | MARVIN NICHOLS LAKE/RESERVOIR | D | SURFACE WATER | RESERVOIR | TARRANT REGIONAL WD - UNASSIGNED WATER VOLUMES | C | UNASSIGNED WATER VOLUMES
949 | C | MARVIN NICHOLS (328) ALTERNATIVE FOR NTMWD, TRWD, UTRWD, DWU, AND IRVING | 2050 | 3756 | C |  | ALTERNATIVE - MARVIN NICHOLS (328) FOR NTMWD, TRWD, UTRWD, DWU, AND IRVING | NEW MAJOR RESERVOIR | MARVIN NICHOLS LAKE/RESERVOIR | D | SURFACE WATER | RESERVOIR | UPPER TRINITY REGIONAL WD - UNASSIGNED WATER VOLUMES | C | UNASSIGNED WATER VOLUMES
1040 | C | MIDLOTHIAN - ALTERNATIVE - DIRECT POTABLE REUSE (MOUNTAIN CREEK WWTP EFFLUENT) | 2020 | 5085 | C |  | ALTERNATIVE - MIDLOTHIAN - DIRECT POTABLE REUSE (MOUNTAIN CREEK WWTP EFFLUENT) | OTHER DIRECT REUSE | DIRECT REUSE | C | REUSE | DIRECT NON-POTABLE REUSE | MIDLOTHIAN | C | MUNICIPAL
1041 | C | MIDLOTHIAN - ALTERNATIVE - PURCHASE DUNCANVILLE'S JOE POOL YIELD | 2020 | 5453 | C |  | ALTERNATIVE - MIDLOTHIAN - PURCHASE DUNCANVILLE'S JOE POOL YIELD | OTHER SURFACE WATER | JOE POOL LAKE/RESERVOIR | C | SURFACE WATER | RESERVOIR | MIDLOTHIAN | C | MUNICIPAL
1014 | C | MUENSTER - ALTERNATIVE CONNECT TO GAINESVILLE | 2020 | 5083 | C |  | ALTERNATIVE - MUENSTER - CONNECT TO GAINESVILLE | GROUNDWATER WELLS & OTHER | TRINITY AQUIFER ¦ COOKE | C | GROUNDWATER | GROUNDWATER | MUENSTER - UNASSIGNED WATER VOLUMES | C | UNASSIGNED WATER VOLUMES
963 | C | NTMWD - ALTERNATIVE FREESTONE/ANDERSON COUNTY GROUNDWATER | 2020 | 3758 | C |  | ALTERNATIVE - NTMWD - GROUNDWATER | GROUNDWATER WELLS & OTHER | CARRIZO-WILCOX AQUIFER ¦ ANDERSON | I | GROUNDWATER | GROUNDWATER | NORTH TEXAS MWD - UNASSIGNED WATER VOLUMES | C | UNASSIGNED WATER VOLUMES
963 | C | NTMWD - ALTERNATIVE FREESTONE/ANDERSON COUNTY GROUNDWATER | 2020 | 3758 | C |  | ALTERNATIVE - NTMWD - GROUNDWATER | GROUNDWATER WELLS & OTHER | CARRIZO-WILCOX AQUIFER ¦ FREESTONE | C | GROUNDWATER | GROUNDWATER | NORTH TEXAS MWD - UNASSIGNED WATER VOLUMES | C | UNASSIGNED WATER VOLUMES
963 | C | NTMWD - ALTERNATIVE FREESTONE/ANDERSON COUNTY GROUNDWATER | 2020 | 3758 | C |  | ALTERNATIVE - NTMWD - GROUNDWATER | GROUNDWATER WELLS & OTHER | QUEEN CITY AQUIFER ¦ ANDERSON | I | GROUNDWATER | GROUNDWATER | NORTH TEXAS MWD - UNASSIGNED WATER VOLUMES | C | UNASSIGNED WATER VOLUMES
963 | C | NTMWD - ALTERNATIVE FREESTONE/ANDERSON COUNTY GROUNDWATER | 2020 | 3758 | C |  | ALTERNATIVE - NTMWD - GROUNDWATER | GROUNDWATER WELLS & OTHER | QUEEN CITY AQUIFER ¦ FREESTONE | C | GROUNDWATER | GROUNDWATER | NORTH TEXAS MWD - UNASSIGNED WATER VOLUMES | C | UNASSIGNED WATER VOLUMES
964 | C | NTMWD - ALTERNATIVE GEORGE PARKHOUSE RESERVOIR (NORTH) | 2050 | 3750 | C |  | ALTERNATIVE - NTMWD - GEORGE PARKHOUSE RESERVOIR (NORTH) | NEW MAJOR RESERVOIR | GEORGE PARKHOUSE NORTH LAKE/RESERVOIR | D | SURFACE WATER | RESERVOIR | NORTH TEXAS MWD - UNASSIGNED WATER VOLUMES | C | UNASSIGNED WATER VOLUMES
964 | C | NTMWD - ALTERNATIVE GEORGE PARKHOUSE RESERVOIR (NORTH) | 2050 | 4752 | C |  | ALTERNATIVE - NTMWD AND UTRWD - GEORGE PARKHOUSE (NORTH) | NEW MAJOR RESERVOIR | GEORGE PARKHOUSE NORTH LAKE/RESERVOIR | D | SURFACE WATER | RESERVOIR | NORTH TEXAS MWD - UNASSIGNED WATER VOLUMES | C | UNASSIGNED WATER VOLUMES
964 | C | NTMWD - ALTERNATIVE GEORGE PARKHOUSE RESERVOIR (NORTH) | 2050 | 4752 | C |  | ALTERNATIVE - NTMWD AND UTRWD - GEORGE PARKHOUSE (NORTH) | NEW MAJOR RESERVOIR | GEORGE PARKHOUSE NORTH LAKE/RESERVOIR | D | SURFACE WATER | RESERVOIR | UPPER TRINITY REGIONAL WD - UNASSIGNED WATER VOLUMES | C | UNASSIGNED WATER VOLUMES
965 | C | NTMWD - ALTERNATIVE GEORGE PARKHOUSE RESERVOIR (SOUTH) | 2050 | 3759 | C |  | ALTERNATIVE - NTMWD - GEORGE PARKHOUSE RESERVOIR (SOUTH) | NEW MAJOR RESERVOIR | GEORGE PARKHOUSE SOUTH LAKE/RESERVOIR | D | SURFACE WATER | RESERVOIR | NORTH TEXAS MWD - UNASSIGNED WATER VOLUMES | C | UNASSIGNED WATER VOLUMES
965 | C | NTMWD - ALTERNATIVE GEORGE PARKHOUSE RESERVOIR (SOUTH) | 2050 | 4753 | C |  | ALTERNATIVE - NTMWD AND UTRWD - GEORGE PARKHOUSE (SOUTH) | NEW MAJOR RESERVOIR | GEORGE PARKHOUSE SOUTH LAKE/RESERVOIR | D | SURFACE WATER | RESERVOIR | NORTH TEXAS MWD - UNASSIGNED WATER VOLUMES | C | UNASSIGNED WATER VOLUMES
965 | C | NTMWD - ALTERNATIVE GEORGE PARKHOUSE RESERVOIR (SOUTH) | 2050 | 4753 | C |  | ALTERNATIVE - NTMWD AND UTRWD - GEORGE PARKHOUSE (SOUTH) | NEW MAJOR RESERVOIR | GEORGE PARKHOUSE SOUTH LAKE/RESERVOIR | D | SURFACE WATER | RESERVOIR | UPPER TRINITY REGIONAL WD - UNASSIGNED WATER VOLUMES | C | UNASSIGNED WATER VOLUMES
961 | C | NTMWD - ALTERNATIVE LAKE OF THE PINES | 2030 | 3760 | C |  | ALTERNATIVE - NTMWD - LAKE OF THE PINES (CYPRESS BASIN SUPPLIES) | OTHER SURFACE WATER | O' THE PINES LAKE/RESERVOIR | D | SURFACE WATER | RESERVOIR | NORTH TEXAS MWD - UNASSIGNED WATER VOLUMES | C | UNASSIGNED WATER VOLUMES
962 | C | NTMWD - ALTERNATIVE LAKE TEXOMA DESAL AT LEONARD | 2020 | 3761 | C |  | ALTERNATIVE - NTMWD - LAKE TEXOMA DESAL AT LEONARD (ALREADY AUTHORIZED) | OTHER STRATEGIES | NORTH TEXAS MWD LAKE/RESERVOIR SYSTEM | C | SURFACE WATER | RESERVOIR SYSTEM | NORTH TEXAS MWD - UNASSIGNED WATER VOLUMES | C | UNASSIGNED WATER VOLUMES
987 | C | NTMWD - ALTERNATIVE TOLEDO BEND | 2070 | 3763 | C |  | ALTERNATIVE - TOLEDO BEND TO DWU, TRWD, NTMWD AND UTRWD | OTHER SURFACE WATER | TOLEDO BEND LAKE/RESERVOIR | I | SURFACE WATER | RESERVOIR | DALLAS - UNASSIGNED WATER VOLUMES | C | UNASSIGNED WATER VOLUMES
987 | C | NTMWD - ALTERNATIVE TOLEDO BEND | 2070 | 3763 | C |  | ALTERNATIVE - TOLEDO BEND TO DWU, TRWD, NTMWD AND UTRWD | OTHER SURFACE WATER | TOLEDO BEND LAKE/RESERVOIR | I | SURFACE WATER | RESERVOIR | NORTH TEXAS MWD - UNASSIGNED WATER VOLUMES | C | UNASSIGNED WATER VOLUMES
987 | C | NTMWD - ALTERNATIVE TOLEDO BEND | 2070 | 3763 | C |  | ALTERNATIVE - TOLEDO BEND TO DWU, TRWD, NTMWD AND UTRWD | OTHER SURFACE WATER | TOLEDO BEND LAKE/RESERVOIR | I | SURFACE WATER | RESERVOIR | TARRANT REGIONAL WD - UNASSIGNED WATER VOLUMES | C | UNASSIGNED WATER VOLUMES
987 | C | NTMWD - ALTERNATIVE TOLEDO BEND | 2070 | 3763 | C |  | ALTERNATIVE - TOLEDO BEND TO DWU, TRWD, NTMWD AND UTRWD | OTHER SURFACE WATER | TOLEDO BEND LAKE/RESERVOIR | I | SURFACE WATER | RESERVOIR | UPPER TRINITY REGIONAL WD - UNASSIGNED WATER VOLUMES | C | UNASSIGNED WATER VOLUMES
1046 | C | ROCKETT SUD - ALTERNATIVE CONNECT AND PURCHASE TREATED WATER FROM DALLAS | 2020 | 5082 | C |  | ALTERNATIVE - ROCKETT SUD - CONNECT AND PURCHASE TREATED WATER FROM DALLAS | OTHER SURFACE WATER | JOE POOL LAKE/RESERVOIR | C | SURFACE WATER | RESERVOIR | ROCKETT SUD | C | MUNICIPAL
1046 | C | ROCKETT SUD - ALTERNATIVE CONNECT AND PURCHASE TREATED WATER FROM DALLAS | 2020 | 5082 | C |  | ALTERNATIVE - ROCKETT SUD - CONNECT AND PURCHASE TREATED WATER FROM DALLAS | OTHER SURFACE WATER | TRWD LAKE/RESERVOIR SYSTEM | C | SURFACE WATER | RESERVOIR SYSTEM | ROCKETT SUD | C | MUNICIPAL
946 | C | TOLEDO BEND ALTERNATIVE TO DWU, TRWD, NTMWD AND UTRWD | 2070 | 3763 | C |  | ALTERNATIVE - TOLEDO BEND TO DWU, TRWD, NTMWD AND UTRWD | OTHER SURFACE WATER | TOLEDO BEND LAKE/RESERVOIR | I | SURFACE WATER | RESERVOIR | DALLAS - UNASSIGNED WATER VOLUMES | C | UNASSIGNED WATER VOLUMES
946 | C | TOLEDO BEND ALTERNATIVE TO DWU, TRWD, NTMWD AND UTRWD | 2070 | 3763 | C |  | ALTERNATIVE - TOLEDO BEND TO DWU, TRWD, NTMWD AND UTRWD | OTHER SURFACE WATER | TOLEDO BEND LAKE/RESERVOIR | I | SURFACE WATER | RESERVOIR | NORTH TEXAS MWD - UNASSIGNED WATER VOLUMES | C | UNASSIGNED WATER VOLUMES
946 | C | TOLEDO BEND ALTERNATIVE TO DWU, TRWD, NTMWD AND UTRWD | 2070 | 3763 | C |  | ALTERNATIVE - TOLEDO BEND TO DWU, TRWD, NTMWD AND UTRWD | OTHER SURFACE WATER | TOLEDO BEND LAKE/RESERVOIR | I | SURFACE WATER | RESERVOIR | TARRANT REGIONAL WD - UNASSIGNED WATER VOLUMES | C | UNASSIGNED WATER VOLUMES
946 | C | TOLEDO BEND ALTERNATIVE TO DWU, TRWD, NTMWD AND UTRWD | 2070 | 3763 | C |  | ALTERNATIVE - TOLEDO BEND TO DWU, TRWD, NTMWD AND UTRWD | OTHER SURFACE WATER | TOLEDO BEND LAKE/RESERVOIR | I | SURFACE WATER | RESERVOIR | UPPER TRINITY REGIONAL WD - UNASSIGNED WATER VOLUMES | C | UNASSIGNED WATER VOLUMES
986 | C | UTRWD - ALTERNATIVE ADDITIONAL REUSE | 2020 | 3765 | C |  | ALTERNATIVE - UTRWD - ADDITIONAL REUSE | OTHER DIRECT REUSE | DIRECT REUSE | C | REUSE | DIRECT NON-POTABLE REUSE | UPPER TRINITY REGIONAL WD - UNASSIGNED WATER VOLUMES | C | UNASSIGNED WATER VOLUMES
2758 | C | UTRWD - ALTERNATIVE LAKE TEXOMA | 2020 | 3867 | C |  | ALTERNATIVE - UTRWD - LAKE TEXOMA BLEND | OTHER SURFACE WATER | TEXOMA LAKE/RESERVOIR NON-SYSTEM PORTION | C | SURFACE WATER | RESERVOIR | UPPER TRINITY REGIONAL WD - UNASSIGNED WATER VOLUMES | C | UNASSIGNED WATER VOLUMES
985 | C | UTRWD - ALTERNATIVE OKLAHOMA WATER | 2020 | 3776 | C |  | ALTERNATIVE - UTRWD OKLAHOMA WATER | OTHER SURFACE WATER | OKLAHOMA HUGO LAKE/RESERVOIR | OK | SURFACE WATER | RESERVOIR | UPPER TRINITY REGIONAL WD - UNASSIGNED WATER VOLUMES | C | UNASSIGNED WATER VOLUMES
3859 | C | WRIGHT PATMAN REALLOCATION ALTERNATIVE FOR NTMWD, TRWD, UTRWD, DWU, AND IRVING | 2070 | 4764 | C |  | ALTERNATIVE - WRIGHT PATMAN REALLOCATION FOR NTMWD, TRWD, UTRWD, AND IRVING | OTHER SURFACE WATER | WRIGHT PATMAN LAKE/RESERVOIR | D | SURFACE WATER | RESERVOIR | DALLAS - UNASSIGNED WATER VOLUMES | C | UNASSIGNED WATER VOLUMES
3859 | C | WRIGHT PATMAN REALLOCATION ALTERNATIVE FOR NTMWD, TRWD, UTRWD, DWU, AND IRVING | 2070 | 4764 | C |  | ALTERNATIVE - WRIGHT PATMAN REALLOCATION FOR NTMWD, TRWD, UTRWD, AND IRVING | OTHER SURFACE WATER | WRIGHT PATMAN LAKE/RESERVOIR | D | SURFACE WATER | RESERVOIR | IRVING - UNASSIGNED WATER VOLUMES | C | UNASSIGNED WATER VOLUMES
3859 | C | WRIGHT PATMAN REALLOCATION ALTERNATIVE FOR NTMWD, TRWD, UTRWD, DWU, AND IRVING | 2070 | 4764 | C |  | ALTERNATIVE - WRIGHT PATMAN REALLOCATION FOR NTMWD, TRWD, UTRWD, AND IRVING | OTHER SURFACE WATER | WRIGHT PATMAN LAKE/RESERVOIR | D | SURFACE WATER | RESERVOIR | NORTH TEXAS MWD - UNASSIGNED WATER VOLUMES | C | UNASSIGNED WATER VOLUMES
3859 | C | WRIGHT PATMAN REALLOCATION ALTERNATIVE FOR NTMWD, TRWD, UTRWD, DWU, AND IRVING | 2070 | 4764 | C |  | ALTERNATIVE - WRIGHT PATMAN REALLOCATION FOR NTMWD, TRWD, UTRWD, AND IRVING | OTHER SURFACE WATER | WRIGHT PATMAN LAKE/RESERVOIR | D | SURFACE WATER | RESERVOIR | TARRANT REGIONAL WD - UNASSIGNED WATER VOLUMES | C | UNASSIGNED WATER VOLUMES
3859 | C | WRIGHT PATMAN REALLOCATION ALTERNATIVE FOR NTMWD, TRWD, UTRWD, DWU, AND IRVING | 2070 | 4764 | C |  | ALTERNATIVE - WRIGHT PATMAN REALLOCATION FOR NTMWD, TRWD, UTRWD, AND IRVING | OTHER SURFACE WATER | WRIGHT PATMAN LAKE/RESERVOIR | D | SURFACE WATER | RESERVOIR | UPPER TRINITY REGIONAL WD - UNASSIGNED WATER VOLUMES | C | UNASSIGNED WATER VOLUMES
2667 | D | ALT CANTON GRAND SALINE RESERVOIR | 2020 | 3796 | D |  | ALT CANTON GRAND SALINE RESERVOIR | NEW MAJOR RESERVOIR | GRAND SALINE LAKE/RESERVOIR | D | SURFACE WATER | RESERVOIR | CANTON | D | MUNICIPAL
2666 | D | ALT CLARKSVILLE TREATED PIPELINE PAT MAYSE WATER | 2020 | 3793 | D |  | ALT CLARKSVILLE TREATED PIPELINE PAT MAYSE WATER | OTHER SURFACE WATER | PAT MAYSE LAKE/RESERVOIR | D | SURFACE WATER | RESERVOIR | CLARKSVILLE | D | MUNICIPAL
3984 | D | ALT DRILL NEW WELLS (IRRIGATION RED RIVER, TRINITY AQUIFER, SULPHUR) | 2020 | 5372 | D |  | ALT DRILL NEW WELLS (IRRIGATION RED RIVER, TRINITY AQUIFER, SULPHUR) | GROUNDWATER WELLS & OTHER | TRINITY AQUIFER ¦ RED RIVER | D | GROUNDWATER | GROUNDWATER | IRRIGATION, RED RIVER | D | IRRIGATION
2175 | D | ALT WOOD COUNTY PIPELINE (IRRIGATION HOPKINS) | 2020 | 3023 | D |  | ALT WOOD COUNTY PIPELINE | GROUNDWATER WELLS & OTHER | CARRIZO-WILCOX AQUIFER ¦ WOOD | D | GROUNDWATER | GROUNDWATER | IRRIGATION, HOPKINS | D | IRRIGATION
3983 | D | ALT WOOD COUNTY PIPELINE AND REGIONAL WELL FIELD | 2020 | 3023 | D |  | ALT WOOD COUNTY PIPELINE | GROUNDWATER WELLS & OTHER | CARRIZO-WILCOX AQUIFER ¦ WOOD | D | GROUNDWATER | GROUNDWATER | B H P WSC | C | MUNICIPAL
3983 | D | ALT WOOD COUNTY PIPELINE AND REGIONAL WELL FIELD | 2020 | 3023 | D |  | ALT WOOD COUNTY PIPELINE | GROUNDWATER WELLS & OTHER | CARRIZO-WILCOX AQUIFER ¦ WOOD | D | GROUNDWATER | GROUNDWATER | B H P WSC | D | MUNICIPAL
3983 | D | ALT WOOD COUNTY PIPELINE AND REGIONAL WELL FIELD | 2020 | 3023 | D |  | ALT WOOD COUNTY PIPELINE | GROUNDWATER WELLS & OTHER | CARRIZO-WILCOX AQUIFER ¦ WOOD | D | GROUNDWATER | GROUNDWATER | BRINKER WSC | D | MUNICIPAL
3983 | D | ALT WOOD COUNTY PIPELINE AND REGIONAL WELL FIELD | 2020 | 3023 | D |  | ALT WOOD COUNTY PIPELINE | GROUNDWATER WELLS & OTHER | CARRIZO-WILCOX AQUIFER ¦ WOOD | D | GROUNDWATER | GROUNDWATER | CADDO BASIN SUD | C | MUNICIPAL
3983 | D | ALT WOOD COUNTY PIPELINE AND REGIONAL WELL FIELD | 2020 | 3023 | D |  | ALT WOOD COUNTY PIPELINE | GROUNDWATER WELLS & OTHER | CARRIZO-WILCOX AQUIFER ¦ WOOD | D | GROUNDWATER | GROUNDWATER | CADDO BASIN SUD | D | MUNICIPAL
3983 | D | ALT WOOD COUNTY PIPELINE AND REGIONAL WELL FIELD | 2020 | 3023 | D |  | ALT WOOD COUNTY PIPELINE | GROUNDWATER WELLS & OTHER | CARRIZO-WILCOX AQUIFER ¦ WOOD | D | GROUNDWATER | GROUNDWATER | CADDO MILLS | D | MUNICIPAL
3983 | D | ALT WOOD COUNTY PIPELINE AND REGIONAL WELL FIELD | 2020 | 3023 | D |  | ALT WOOD COUNTY PIPELINE | GROUNDWATER WELLS & OTHER | CARRIZO-WILCOX AQUIFER ¦ WOOD | D | GROUNDWATER | GROUNDWATER | CASH SUD | C | MUNICIPAL
3983 | D | ALT WOOD COUNTY PIPELINE AND REGIONAL WELL FIELD | 2020 | 3023 | D |  | ALT WOOD COUNTY PIPELINE | GROUNDWATER WELLS & OTHER | CARRIZO-WILCOX AQUIFER ¦ WOOD | D | GROUNDWATER | GROUNDWATER | CASH SUD | D | MUNICIPAL
3983 | D | ALT WOOD COUNTY PIPELINE AND REGIONAL WELL FIELD | 2020 | 3023 | D |  | ALT WOOD COUNTY PIPELINE | GROUNDWATER WELLS & OTHER | CARRIZO-WILCOX AQUIFER ¦ WOOD | D | GROUNDWATER | GROUNDWATER | CELESTE | D | MUNICIPAL
3983 | D | ALT WOOD COUNTY PIPELINE AND REGIONAL WELL FIELD | 2020 | 3023 | D |  | ALT WOOD COUNTY PIPELINE | GROUNDWATER WELLS & OTHER | CARRIZO-WILCOX AQUIFER ¦ WOOD | D | GROUNDWATER | GROUNDWATER | COUNTY-OTHER, HUNT | D | MUNICIPAL
3983 | D | ALT WOOD COUNTY PIPELINE AND REGIONAL WELL FIELD | 2020 | 3023 | D |  | ALT WOOD COUNTY PIPELINE | GROUNDWATER WELLS & OTHER | CARRIZO-WILCOX AQUIFER ¦ WOOD | D | GROUNDWATER | GROUNDWATER | CUMBY | D | MUNICIPAL
3983 | D | ALT WOOD COUNTY PIPELINE AND REGIONAL WELL FIELD | 2020 | 3023 | D |  | ALT WOOD COUNTY PIPELINE | GROUNDWATER WELLS & OTHER | CARRIZO-WILCOX AQUIFER ¦ WOOD | D | GROUNDWATER | GROUNDWATER | HICKORY CREEK SUD | C | MUNICIPAL
3983 | D | ALT WOOD COUNTY PIPELINE AND REGIONAL WELL FIELD | 2020 | 3023 | D |  | ALT WOOD COUNTY PIPELINE | GROUNDWATER WELLS & OTHER | CARRIZO-WILCOX AQUIFER ¦ WOOD | D | GROUNDWATER | GROUNDWATER | HICKORY CREEK SUD | D | MUNICIPAL
3983 | D | ALT WOOD COUNTY PIPELINE AND REGIONAL WELL FIELD | 2020 | 3023 | D |  | ALT WOOD COUNTY PIPELINE | GROUNDWATER WELLS & OTHER | CARRIZO-WILCOX AQUIFER ¦ WOOD | D | GROUNDWATER | GROUNDWATER | IRRIGATION, HOPKINS | D | IRRIGATION
3983 | D | ALT WOOD COUNTY PIPELINE AND REGIONAL WELL FIELD | 2020 | 3023 | D |  | ALT WOOD COUNTY PIPELINE | GROUNDWATER WELLS & OTHER | CARRIZO-WILCOX AQUIFER ¦ WOOD | D | GROUNDWATER | GROUNDWATER | LIVESTOCK, HOPKINS | D | LIVESTOCK
3983 | D | ALT WOOD COUNTY PIPELINE AND REGIONAL WELL FIELD | 2020 | 3023 | D |  | ALT WOOD COUNTY PIPELINE | GROUNDWATER WELLS & OTHER | CARRIZO-WILCOX AQUIFER ¦ WOOD | D | GROUNDWATER | GROUNDWATER | LIVESTOCK, WOOD | D | LIVESTOCK
3983 | D | ALT WOOD COUNTY PIPELINE AND REGIONAL WELL FIELD | 2020 | 3023 | D |  | ALT WOOD COUNTY PIPELINE | GROUNDWATER WELLS & OTHER | CARRIZO-WILCOX AQUIFER ¦ WOOD | D | GROUNDWATER | GROUNDWATER | MANUFACTURING, VAN ZANDT | D | MANUFACTURING
3983 | D | ALT WOOD COUNTY PIPELINE AND REGIONAL WELL FIELD | 2020 | 3023 | D |  | ALT WOOD COUNTY PIPELINE | GROUNDWATER WELLS & OTHER | CARRIZO-WILCOX AQUIFER ¦ WOOD | D | GROUNDWATER | GROUNDWATER | MANUFACTURING, WOOD | D | MANUFACTURING
3983 | D | ALT WOOD COUNTY PIPELINE AND REGIONAL WELL FIELD | 2020 | 3023 | D |  | ALT WOOD COUNTY PIPELINE | GROUNDWATER WELLS & OTHER | CARRIZO-WILCOX AQUIFER ¦ WOOD | D | GROUNDWATER | GROUNDWATER | MARTIN SPRINGS WSC | D | MUNICIPAL
3983 | D | ALT WOOD COUNTY PIPELINE AND REGIONAL WELL FIELD | 2020 | 3023 | D |  | ALT WOOD COUNTY PIPELINE | GROUNDWATER WELLS & OTHER | CARRIZO-WILCOX AQUIFER ¦ WOOD | D | GROUNDWATER | GROUNDWATER | MILLER GROVE WSC | D | MUNICIPAL
3983 | D | ALT WOOD COUNTY PIPELINE AND REGIONAL WELL FIELD | 2020 | 3023 | D |  | ALT WOOD COUNTY PIPELINE | GROUNDWATER WELLS & OTHER | CARRIZO-WILCOX AQUIFER ¦ WOOD | D | GROUNDWATER | GROUNDWATER | MINING, HOPKINS | D | MINING
3983 | D | ALT WOOD COUNTY PIPELINE AND REGIONAL WELL FIELD | 2020 | 3023 | D |  | ALT WOOD COUNTY PIPELINE | GROUNDWATER WELLS & OTHER | CARRIZO-WILCOX AQUIFER ¦ WOOD | D | GROUNDWATER | GROUNDWATER | MINING, HUNT | D | MINING
3983 | D | ALT WOOD COUNTY PIPELINE AND REGIONAL WELL FIELD | 2020 | 3023 | D |  | ALT WOOD COUNTY PIPELINE | GROUNDWATER WELLS & OTHER | CARRIZO-WILCOX AQUIFER ¦ WOOD | D | GROUNDWATER | GROUNDWATER | NORTH HUNT SUD | C | MUNICIPAL
3983 | D | ALT WOOD COUNTY PIPELINE AND REGIONAL WELL FIELD | 2020 | 3023 | D |  | ALT WOOD COUNTY PIPELINE | GROUNDWATER WELLS & OTHER | CARRIZO-WILCOX AQUIFER ¦ WOOD | D | GROUNDWATER | GROUNDWATER | NORTH HUNT SUD | D | MUNICIPAL
3983 | D | ALT WOOD COUNTY PIPELINE AND REGIONAL WELL FIELD | 2020 | 3023 | D |  | ALT WOOD COUNTY PIPELINE | GROUNDWATER WELLS & OTHER | CARRIZO-WILCOX AQUIFER ¦ WOOD | D | GROUNDWATER | GROUNDWATER | POETRY WSC | C | MUNICIPAL
3983 | D | ALT WOOD COUNTY PIPELINE AND REGIONAL WELL FIELD | 2020 | 3023 | D |  | ALT WOOD COUNTY PIPELINE | GROUNDWATER WELLS & OTHER | CARRIZO-WILCOX AQUIFER ¦ WOOD | D | GROUNDWATER | GROUNDWATER | POETRY WSC | D | MUNICIPAL
3983 | D | ALT WOOD COUNTY PIPELINE AND REGIONAL WELL FIELD | 2020 | 3023 | D |  | ALT WOOD COUNTY PIPELINE | GROUNDWATER WELLS & OTHER | CARRIZO-WILCOX AQUIFER ¦ WOOD | D | GROUNDWATER | GROUNDWATER | WOLFE CITY | C | MUNICIPAL
3983 | D | ALT WOOD COUNTY PIPELINE AND REGIONAL WELL FIELD | 2020 | 3023 | D |  | ALT WOOD COUNTY PIPELINE | GROUNDWATER WELLS & OTHER | CARRIZO-WILCOX AQUIFER ¦ WOOD | D | GROUNDWATER | GROUNDWATER | WOLFE CITY | D | MUNICIPAL
3973 | D | ALT WOOD COUNTY PIPELINE TIE-IN (B H P, CADDO BASIN SUD, POETRY WSC) | 2020 | 3023 | D |  | ALT WOOD COUNTY PIPELINE | GROUNDWATER WELLS & OTHER | CARRIZO-WILCOX AQUIFER ¦ WOOD | D | GROUNDWATER | GROUNDWATER | B H P WSC | C | MUNICIPAL
3973 | D | ALT WOOD COUNTY PIPELINE TIE-IN (B H P, CADDO BASIN SUD, POETRY WSC) | 2020 | 3023 | D |  | ALT WOOD COUNTY PIPELINE | GROUNDWATER WELLS & OTHER | CARRIZO-WILCOX AQUIFER ¦ WOOD | D | GROUNDWATER | GROUNDWATER | B H P WSC | D | MUNICIPAL
3973 | D | ALT WOOD COUNTY PIPELINE TIE-IN (B H P, CADDO BASIN SUD, POETRY WSC) | 2020 | 3023 | D |  | ALT WOOD COUNTY PIPELINE | GROUNDWATER WELLS & OTHER | CARRIZO-WILCOX AQUIFER ¦ WOOD | D | GROUNDWATER | GROUNDWATER | CADDO BASIN SUD | C | MUNICIPAL
3973 | D | ALT WOOD COUNTY PIPELINE TIE-IN (B H P, CADDO BASIN SUD, POETRY WSC) | 2020 | 3023 | D |  | ALT WOOD COUNTY PIPELINE | GROUNDWATER WELLS & OTHER | CARRIZO-WILCOX AQUIFER ¦ WOOD | D | GROUNDWATER | GROUNDWATER | CADDO BASIN SUD | D | MUNICIPAL
3973 | D | ALT WOOD COUNTY PIPELINE TIE-IN (B H P, CADDO BASIN SUD, POETRY WSC) | 2020 | 3023 | D |  | ALT WOOD COUNTY PIPELINE | GROUNDWATER WELLS & OTHER | CARRIZO-WILCOX AQUIFER ¦ WOOD | D | GROUNDWATER | GROUNDWATER | POETRY WSC | C | MUNICIPAL
3973 | D | ALT WOOD COUNTY PIPELINE TIE-IN (B H P, CADDO BASIN SUD, POETRY WSC) | 2020 | 3023 | D |  | ALT WOOD COUNTY PIPELINE | GROUNDWATER WELLS & OTHER | CARRIZO-WILCOX AQUIFER ¦ WOOD | D | GROUNDWATER | GROUNDWATER | POETRY WSC | D | MUNICIPAL
3982 | D | ALT WOOD COUNTY PIPELINE TIE-IN (BRINKER WSC) | 2050 | 3023 | D |  | ALT WOOD COUNTY PIPELINE | GROUNDWATER WELLS & OTHER | CARRIZO-WILCOX AQUIFER ¦ WOOD | D | GROUNDWATER | GROUNDWATER | BRINKER WSC | D | MUNICIPAL
3974 | D | ALT WOOD COUNTY PIPELINE TIE-IN (CASH SUD) | 2020 | 3023 | D |  | ALT WOOD COUNTY PIPELINE | GROUNDWATER WELLS & OTHER | CARRIZO-WILCOX AQUIFER ¦ WOOD | D | GROUNDWATER | GROUNDWATER | CASH SUD | C | MUNICIPAL
3974 | D | ALT WOOD COUNTY PIPELINE TIE-IN (CASH SUD) | 2020 | 3023 | D |  | ALT WOOD COUNTY PIPELINE | GROUNDWATER WELLS & OTHER | CARRIZO-WILCOX AQUIFER ¦ WOOD | D | GROUNDWATER | GROUNDWATER | CASH SUD | D | MUNICIPAL
3975 | D | ALT WOOD COUNTY PIPELINE TIE-IN (CELESTE) | 2020 | 3023 | D |  | ALT WOOD COUNTY PIPELINE | GROUNDWATER WELLS & OTHER | CARRIZO-WILCOX AQUIFER ¦ WOOD | D | GROUNDWATER | GROUNDWATER | CELESTE | D | MUNICIPAL
3968 | D | ALT WOOD COUNTY PIPELINE TIE-IN (CUMBY) | 2020 | 3023 | D |  | ALT WOOD COUNTY PIPELINE | GROUNDWATER WELLS & OTHER | CARRIZO-WILCOX AQUIFER ¦ WOOD | D | GROUNDWATER | GROUNDWATER | CUMBY | D | MUNICIPAL
3976 | D | ALT WOOD COUNTY PIPELINE TIE-IN (HICKORY CREEK SUD) | 2020 | 3023 | D |  | ALT WOOD COUNTY PIPELINE | GROUNDWATER WELLS & OTHER | CARRIZO-WILCOX AQUIFER ¦ WOOD | D | GROUNDWATER | GROUNDWATER | HICKORY CREEK SUD | C | MUNICIPAL
3976 | D | ALT WOOD COUNTY PIPELINE TIE-IN (HICKORY CREEK SUD) | 2020 | 3023 | D |  | ALT WOOD COUNTY PIPELINE | GROUNDWATER WELLS & OTHER | CARRIZO-WILCOX AQUIFER ¦ WOOD | D | GROUNDWATER | GROUNDWATER | HICKORY CREEK SUD | D | MUNICIPAL
3969 | D | ALT WOOD COUNTY PIPELINE TIE-IN (HOPKINS LIVESTOCK) | 2020 | 3023 | D |  | ALT WOOD COUNTY PIPELINE | GROUNDWATER WELLS & OTHER | CARRIZO-WILCOX AQUIFER ¦ WOOD | D | GROUNDWATER | GROUNDWATER | LIVESTOCK, HOPKINS | D | LIVESTOCK
3972 | D | ALT WOOD COUNTY PIPELINE TIE-IN (HOPKINS MINING) | 2020 | 3023 | D |  | ALT WOOD COUNTY PIPELINE | GROUNDWATER WELLS & OTHER | CARRIZO-WILCOX AQUIFER ¦ WOOD | D | GROUNDWATER | GROUNDWATER | MINING, HOPKINS | D | MINING
3977 | D | ALT WOOD COUNTY PIPELINE TIE-IN (HUNT CO MINING) | 2020 | 3023 | D |  | ALT WOOD COUNTY PIPELINE | GROUNDWATER WELLS & OTHER | CARRIZO-WILCOX AQUIFER ¦ WOOD | D | GROUNDWATER | GROUNDWATER | MINING, HUNT | D | MINING
3971 | D | ALT WOOD COUNTY PIPELINE TIE-IN (MILLER GROVE WSC) | 2020 | 3023 | D |  | ALT WOOD COUNTY PIPELINE | GROUNDWATER WELLS & OTHER | CARRIZO-WILCOX AQUIFER ¦ WOOD | D | GROUNDWATER | GROUNDWATER | MILLER GROVE WSC | D | MUNICIPAL
3978 | D | ALT WOOD COUNTY PIPELINE TIE-IN (NORTH HUNT SUD) | 2020 | 3023 | D |  | ALT WOOD COUNTY PIPELINE | GROUNDWATER WELLS & OTHER | CARRIZO-WILCOX AQUIFER ¦ WOOD | D | GROUNDWATER | GROUNDWATER | NORTH HUNT SUD | C | MUNICIPAL
3978 | D | ALT WOOD COUNTY PIPELINE TIE-IN (NORTH HUNT SUD) | 2020 | 3023 | D |  | ALT WOOD COUNTY PIPELINE | GROUNDWATER WELLS & OTHER | CARRIZO-WILCOX AQUIFER ¦ WOOD | D | GROUNDWATER | GROUNDWATER | NORTH HUNT SUD | D | MUNICIPAL
3979 | D | ALT WOOD COUNTY PIPELINE TIE-IN (WOLFE CITY) | 2040 | 3023 | D |  | ALT WOOD COUNTY PIPELINE | GROUNDWATER WELLS & OTHER | CARRIZO-WILCOX AQUIFER ¦ WOOD | D | GROUNDWATER | GROUNDWATER | WOLFE CITY | C | MUNICIPAL
3979 | D | ALT WOOD COUNTY PIPELINE TIE-IN (WOLFE CITY) | 2040 | 3023 | D |  | ALT WOOD COUNTY PIPELINE | GROUNDWATER WELLS & OTHER | CARRIZO-WILCOX AQUIFER ¦ WOOD | D | GROUNDWATER | GROUNDWATER | WOLFE CITY | D | MUNICIPAL
3980 | D | ALT WOOD COUNTY PIPELINE TIE-IN (WOOD CO LIVESTOCK) | 2020 | 3023 | D |  | ALT WOOD COUNTY PIPELINE | GROUNDWATER WELLS & OTHER | CARRIZO-WILCOX AQUIFER ¦ WOOD | D | GROUNDWATER | GROUNDWATER | LIVESTOCK, WOOD | D | LIVESTOCK
3981 | D | ALT WOOD COUNTY PIPELINE TIE-IN (WOOD CO MANUFACTURING) | 2020 | 3023 | D |  | ALT WOOD COUNTY PIPELINE | GROUNDWATER WELLS & OTHER | CARRIZO-WILCOX AQUIFER ¦ WOOD | D | GROUNDWATER | GROUNDWATER | MANUFACTURING, WOOD | D | MANUFACTURING
1643 | D | CONTRACT WITH TEXARKANA AND TREATED WATER PIPELINE TO DEKALB (CLARKSVILLE, SULPHUR) | 2020 | 2937 | D |  | RIVERBEND STRATEGY | OTHER SURFACE WATER | WRIGHT PATMAN LAKE/RESERVOIR | D | SURFACE WATER | RESERVOIR | CLARKSVILLE | D | MUNICIPAL
2672 | D | DIMPLE RESERVOIR | 2020 | 3819 | D |  | DIMPLE RESERVOIR | NEW MAJOR RESERVOIR | DIMPLE LAKE/RESERVOIR | D | SURFACE WATER | RESERVOIR | CLARKSVILLE | D | MUNICIPAL
2672 | D | DIMPLE RESERVOIR | 2020 | 3819 | D |  | DIMPLE RESERVOIR | NEW MAJOR RESERVOIR | DIMPLE LAKE/RESERVOIR | D | SURFACE WATER | RESERVOIR | CLARKSVILLE - UNASSIGNED WATER VOLUMES | D | UNASSIGNED WATER VOLUMES
2120 | D | DRILL NEW WELLS (BRINKER WSC, CARRIZO-WILCOX, SULPHUR) | 2050 | 2985 | D |  | ALT DRILL NEW WELLS (BRINKER WSC) | GROUNDWATER WELLS & OTHER | CARRIZO-WILCOX AQUIFER ¦ HOPKINS | D | GROUNDWATER | GROUNDWATER | BRINKER WSC | D | MUNICIPAL
3915 | D | RIVERBEND STRATEGY CASS NEW WTP AND TRANSMISSION LINE | 2030 | 4837 | D |  | ALT RIVERBEND STRATEGY CASS | OTHER SURFACE WATER | WRIGHT PATMAN LAKE/RESERVOIR | D | SURFACE WATER | RESERVOIR | QUEEN CITY | D | MUNICIPAL
3781 | D | RIVERBEND WMS INTERIM TO ULTIMATE STORAGE CONVERSION | 2020 | 2937 | D |  | RIVERBEND STRATEGY | OTHER SURFACE WATER | WRIGHT PATMAN LAKE/RESERVOIR | D | SURFACE WATER | RESERVOIR | CLARKSVILLE | D | MUNICIPAL
3783 | D | RIVERBEND WMS NEW RAW WATER INTAKE 120 MGD 2030 | 2030 | 2937 | D |  | RIVERBEND STRATEGY | OTHER SURFACE WATER | WRIGHT PATMAN LAKE/RESERVOIR | D | SURFACE WATER | RESERVOIR | CLARKSVILLE | D | MUNICIPAL
3791 | D | RIVERBEND WMS NEW RAW WATER PIPELINE 32 MGD 2050 | 2050 | 2937 | D |  | RIVERBEND STRATEGY | OTHER SURFACE WATER | WRIGHT PATMAN LAKE/RESERVOIR | D | SURFACE WATER | RESERVOIR | CLARKSVILLE | D | MUNICIPAL
3786 | D | RIVERBEND WMS NEW WTP 25 MGD 2030 | 2030 | 2937 | D |  | RIVERBEND STRATEGY | OTHER SURFACE WATER | WRIGHT PATMAN LAKE/RESERVOIR | D | SURFACE WATER | RESERVOIR | CLARKSVILLE | D | MUNICIPAL
3790 | D | RIVERBEND WMS PUMP STATION EXPANSION 18 MGD 2050 | 2050 | 2937 | D |  | RIVERBEND STRATEGY | OTHER SURFACE WATER | WRIGHT PATMAN LAKE/RESERVOIR | D | SURFACE WATER | RESERVOIR | CLARKSVILLE | D | MUNICIPAL
3792 | D | RIVERBEND WMS PUMP STATION EXPANSION 30 MGD 2060 | 2060 | 2937 | D |  | RIVERBEND STRATEGY | OTHER SURFACE WATER | WRIGHT PATMAN LAKE/RESERVOIR | D | SURFACE WATER | RESERVOIR | CLARKSVILLE | D | MUNICIPAL
3788 | D | RIVERBEND WMS PUMP STATION EXPANSION 6 MGD 2040 | 2040 | 2937 | D |  | RIVERBEND STRATEGY | OTHER SURFACE WATER | WRIGHT PATMAN LAKE/RESERVOIR | D | SURFACE WATER | RESERVOIR | CLARKSVILLE | D | MUNICIPAL
3785 | D | RIVERBEND WMS RAW WATER PIPELINE 72 MGD 2030 | 2030 | 2937 | D |  | RIVERBEND STRATEGY | OTHER SURFACE WATER | WRIGHT PATMAN LAKE/RESERVOIR | D | SURFACE WATER | RESERVOIR | CLARKSVILLE | D | MUNICIPAL
3784 | D | RIVERBEND WMS RAW WATER PUMP STATION 66 MGD 2030 | 2030 | 2937 | D |  | RIVERBEND STRATEGY | OTHER SURFACE WATER | WRIGHT PATMAN LAKE/RESERVOIR | D | SURFACE WATER | RESERVOIR | CLARKSVILLE | D | MUNICIPAL
3782 | D | RIVERBEND WMS WATER RIGHT AMENDMENT | 2020 | 2937 | D |  | RIVERBEND STRATEGY | OTHER SURFACE WATER | WRIGHT PATMAN LAKE/RESERVOIR | D | SURFACE WATER | RESERVOIR | CLARKSVILLE | D | MUNICIPAL
3789 | D | RIVERBEND WMS WTP EXPANSION 10 MGD 2050 | 2050 | 2937 | D |  | RIVERBEND STRATEGY | OTHER SURFACE WATER | WRIGHT PATMAN LAKE/RESERVOIR | D | SURFACE WATER | RESERVOIR | CLARKSVILLE | D | MUNICIPAL
3787 | D | RIVERBEND WMS WTP EXPANSION 5 MGD 2040 | 2040 | 2937 | D |  | RIVERBEND STRATEGY | OTHER SURFACE WATER | WRIGHT PATMAN LAKE/RESERVOIR | D | SURFACE WATER | RESERVOIR | CLARKSVILLE | D | MUNICIPAL
3970 | D | WOOD COUNTY PIPELINE TIE-IN (MARTIN SPRINGS) | 2070 | 3023 | D |  | ALT WOOD COUNTY PIPELINE | GROUNDWATER WELLS & OTHER | CARRIZO-WILCOX AQUIFER ¦ WOOD | D | GROUNDWATER | GROUNDWATER | MARTIN SPRINGS WSC | D | MUNICIPAL
2001 | E | EPW - ADVANCED PURIFIED WATER AT THE HASKELL STREET RWP | 2070 | 2799 | E |  | EPW - ADVANCED WATER PURIFICATION AT THE HASKELL STREET WRP | OTHER DIRECT REUSE | DIRECT REUSE | E | REUSE | DIRECT NON-POTABLE REUSE | EL PASO WATER | E | MUNICIPAL
4088 | E | EPW - ADVANCED WATER PURIFICATION AT THE FRED HERVEY WWTP | 2040 | 5042 | E |  | EPW - ADVANCED WATER PURIFICATION AT THE FRED HERVEY WRP | OTHER DIRECT REUSE | DIRECT REUSE | E | REUSE | DIRECT NON-POTABLE REUSE | EL PASO WATER | E | MUNICIPAL
4081 | E | EPW - CONJUNCTIVE TREATMENT OF GROUNDWATER AND SURFACE WATER AT THE UPPER VALLEY WWTP | 2030 | 2808 | E |  | EPW - EXPANSION OF CANUTILLO MESILLA BOLSON WELL FIELD | GROUNDWATER WELLS & OTHER | HUECO-MESILLA BOLSON AQUIFER ¦ EL PASO | E | GROUNDWATER | GROUNDWATER | EL PASO WATER | E | MUNICIPAL
2008 | E | EPW - EXPANSION OF CANUTILLO MESILLA BOLSON WELL FIELD | 2030 | 2808 | E |  | EPW - EXPANSION OF CANUTILLO MESILLA BOLSON WELL FIELD | GROUNDWATER WELLS & OTHER | HUECO-MESILLA BOLSON AQUIFER ¦ EL PASO | E | GROUNDWATER | GROUNDWATER | EL PASO WATER | E | MUNICIPAL
2027 | E | EPW - EXPANSION OF JONATHAN ROGERS WTP | 2040 | 3521 | E |  | EPW - EXPANSION OF JONATHAN ROGERS WTP | OTHER SURFACE WATER | RIO GRANDE RUN-OF-RIVER | E | SURFACE WATER | RUN-OF-RIVER | EL PASO WATER | E | MUNICIPAL
2022 | E | EPW - EXPANSION OF THE KAY BAILEY HUTCHINSON DESAL PLANT | 2060 | 2839 | E |  | EPW - EXPANSION OF THE KAY BAILEY HUTCHISON DESAL PLANT | GROUNDWATER DESALINATION | HUECO-MESILLA BOLSON AQUIFER ¦ EL PASO | E | GROUNDWATER | GROUNDWATER | EL PASO WATER | E | MUNICIPAL
4076 | E | EPW - LOWER VALLEY WELL HEAD RO | 2040 | 5039 | E |  | EPW - LOWER VALLEY WELLHEAD RO DESAL | GROUNDWATER DESALINATION | OTHER AQUIFER ¦ EL PASO | E | GROUNDWATER | GROUNDWATER | EL PASO WATER | E | MUNICIPAL
2028 | E | EPW - RIVERSIDE REGULATING RESERVOIR | 2040 | 2845 | E |  | EPW - RIVERSIDE REGULATING RESERVOIR | NEW MAJOR RESERVOIR | REGULATING LAKE/RESERVOIR | E | SURFACE WATER | RESERVOIR | EL PASO WATER | E | MUNICIPAL
2007 | E | EPW - TREATMENT AND REUSE OF AGRICULTURAL DRAIN WATER | 2040 | 2807 | E |  | EPW - TREATMENT AND REUSE OF AGRICULTURAL DRAIN WATER | INDIRECT REUSE | RIO GRANDE INDIRECT REUSE | E | REUSE | INDIRECT POTABLE REUSE | EL PASO WATER | E | MUNICIPAL
1857 | E | TERRELL COUNTY MINING - ADDITIONAL GROUNDWATER WELLS | 2020 | 3378 | E |  | TERRELL COUNTY MINING - ADDITIONAL GROUNDWATER WELLS | GROUNDWATER WELLS & OTHER | EDWARDS-TRINITY-PLATEAU, PECOS VALLEY, AND TRINITY AQUIFERS ¦ TERRELL | E | GROUNDWATER | GROUNDWATER | MINING, TERRELL | E | MINING
4345 | F | ANDREWS - DEVELOP OGALLALA AQUIFER SUPPLIES | 2020 | 5393 | F |  | ANDREWS - DEVELOP OGALLALA AQUIFER SUPPLIES | GROUNDWATER WELLS & OTHER | OGALLALA AND EDWARDS-TRINITY-HIGH PLAINS AQUIFERS ¦ ANDREWS | F | GROUNDWATER | GROUNDWATER | ANDREWS | F | MUNICIPAL
4339 | F | ANDREWS COUNTY LIVESTOCK - DEVELOP EDWARDS TRINITY PLATEAU AQUIFER SUPPLIES | 2020 | 5387 | F |  | ANDREWS COUNTY LIVESTOCK - DEVELOP EDWARDS TRINITY PLATEAU AQUIFER SUPPLIES | GROUNDWATER WELLS & OTHER | OGALLALA AND EDWARDS-TRINITY-HIGH PLAINS AQUIFERS ¦ ANDREWS | F | GROUNDWATER | GROUNDWATER | LIVESTOCK, ANDREWS | F | LIVESTOCK
4340 | F | ANDREWS COUNTY MANUFACTURING - DEVELOP EDWARDS TRINITY PLATEAU AQUIFER SUPPLIES | 2020 | 5388 | F |  | ANDREWS COUNTY MANUFACTURING - DEVELOP EDWARDS TRINITY PLATEAU AQUIFER SUPPLIES | GROUNDWATER WELLS & OTHER | OGALLALA AND EDWARDS-TRINITY-HIGH PLAINS AQUIFERS ¦ ANDREWS | F | GROUNDWATER | GROUNDWATER | MANUFACTURING, ANDREWS | F | MANUFACTURING
4337 | F | ANDREWS COUNTY OTHER - DEVELOP EDWARDS TRINITY PLATEAU AQUIFER SUPPLIES | 2020 | 5380 | F |  | ANDREWS COUNTY OTHER - DEVELOP EDWARDS TRINITY PLATEAU AQUIFER SUPPLIES | GROUNDWATER WELLS & OTHER | OGALLALA AND EDWARDS-TRINITY-HIGH PLAINS AQUIFERS ¦ ANDREWS | F | GROUNDWATER | GROUNDWATER | COUNTY-OTHER, ANDREWS | F | MUNICIPAL
4354 | F | BALLINGER - REGIONAL SYSTEM FROM LAKE BROWNWOOD TO RUNNELS AND COKE COUNTIES | 2040 | 5400 | F |  | REGIONAL SYSTEM FROM LAKE BROWNWOOD TO RUNNELS AND COKE COUNTIES | OTHER SURFACE WATER | BROWNWOOD LAKE/RESERVOIR | F | SURFACE WATER | RESERVOIR | BALLINGER | F | MUNICIPAL
4354 | F | BALLINGER - REGIONAL SYSTEM FROM LAKE BROWNWOOD TO RUNNELS AND COKE COUNTIES | 2040 | 5400 | F |  | REGIONAL SYSTEM FROM LAKE BROWNWOOD TO RUNNELS AND COKE COUNTIES | OTHER SURFACE WATER | BROWNWOOD LAKE/RESERVOIR | F | SURFACE WATER | RESERVOIR | BRONTE | F | MUNICIPAL
4354 | F | BALLINGER - REGIONAL SYSTEM FROM LAKE BROWNWOOD TO RUNNELS AND COKE COUNTIES | 2040 | 5400 | F |  | REGIONAL SYSTEM FROM LAKE BROWNWOOD TO RUNNELS AND COKE COUNTIES | OTHER SURFACE WATER | BROWNWOOD LAKE/RESERVOIR | F | SURFACE WATER | RESERVOIR | ROBERT LEE | F | MUNICIPAL
4354 | F | BALLINGER - REGIONAL SYSTEM FROM LAKE BROWNWOOD TO RUNNELS AND COKE COUNTIES | 2040 | 5400 | F |  | REGIONAL SYSTEM FROM LAKE BROWNWOOD TO RUNNELS AND COKE COUNTIES | OTHER SURFACE WATER | BROWNWOOD LAKE/RESERVOIR | F | SURFACE WATER | RESERVOIR | WINTERS | F | MUNICIPAL
4358 | F | BALLINGER - REGIONAL SYSTEM FROM LAKE FT. PHANTHOM HILL TO RUNNELS AND COKE COUNTIES | 2040 | 5401 | F |  | REGIONAL SYSTEM FROM LAKE FT. PHANTOM HILL TO RUNNELS AND COKE COUNTIES | OTHER SURFACE WATER | FORT PHANTOM HILL LAKE/RESERVOIR | G | SURFACE WATER | RESERVOIR | BALLINGER | F | MUNICIPAL
4358 | F | BALLINGER - REGIONAL SYSTEM FROM LAKE FT. PHANTHOM HILL TO RUNNELS AND COKE COUNTIES | 2040 | 5401 | F |  | REGIONAL SYSTEM FROM LAKE FT. PHANTOM HILL TO RUNNELS AND COKE COUNTIES | OTHER SURFACE WATER | FORT PHANTOM HILL LAKE/RESERVOIR | G | SURFACE WATER | RESERVOIR | BRONTE | F | MUNICIPAL
4358 | F | BALLINGER - REGIONAL SYSTEM FROM LAKE FT. PHANTHOM HILL TO RUNNELS AND COKE COUNTIES | 2040 | 5401 | F |  | REGIONAL SYSTEM FROM LAKE FT. PHANTOM HILL TO RUNNELS AND COKE COUNTIES | OTHER SURFACE WATER | FORT PHANTOM HILL LAKE/RESERVOIR | G | SURFACE WATER | RESERVOIR | ROBERT LEE | F | MUNICIPAL
4358 | F | BALLINGER - REGIONAL SYSTEM FROM LAKE FT. PHANTHOM HILL TO RUNNELS AND COKE COUNTIES | 2040 | 5401 | F |  | REGIONAL SYSTEM FROM LAKE FT. PHANTOM HILL TO RUNNELS AND COKE COUNTIES | OTHER SURFACE WATER | FORT PHANTOM HILL LAKE/RESERVOIR | G | SURFACE WATER | RESERVOIR | WINTERS | F | MUNICIPAL
4343 | F | BCWID - DEVELOP ELLENBURGER-SAN SABA AQUIFER SUPPLIES | 2030 | 5391 | F |  | BCWID - DEVELOP ELLENBURGER-SAN SABA AQUIFER SUPPLIES | GROUNDWATER WELLS & OTHER | ELLENBURGER-SAN SABA AQUIFER ¦ BROWN | F | GROUNDWATER | GROUNDWATER | BROWN COUNTY WID #1 - UNASSIGNED WATER VOLUMES | F | UNASSIGNED WATER VOLUMES
4347 | F | BRONTE - DEVELOP GROUNDWATER FROM OTHER AQUIFER IN RUNNELS COUNTY | 2030 | 5395 | F |  | BRONTE - DEVELOP GROUNDWATER FROM OTHER AQUIFER IN RUNNELS COUNTY | GROUNDWATER WELLS & OTHER | OTHER AQUIFER ¦ RUNNELS | F | GROUNDWATER | GROUNDWATER | BRONTE | F | MUNICIPAL
4353 | F | BRONTE - REGIONAL SYSTEM FROM LAKE BROWNWOOD TO RUNNELS AND COKE COUNTIES | 2040 | 5400 | F |  | REGIONAL SYSTEM FROM LAKE BROWNWOOD TO RUNNELS AND COKE COUNTIES | OTHER SURFACE WATER | BROWNWOOD LAKE/RESERVOIR | F | SURFACE WATER | RESERVOIR | BALLINGER | F | MUNICIPAL
4353 | F | BRONTE - REGIONAL SYSTEM FROM LAKE BROWNWOOD TO RUNNELS AND COKE COUNTIES | 2040 | 5400 | F |  | REGIONAL SYSTEM FROM LAKE BROWNWOOD TO RUNNELS AND COKE COUNTIES | OTHER SURFACE WATER | BROWNWOOD LAKE/RESERVOIR | F | SURFACE WATER | RESERVOIR | BRONTE | F | MUNICIPAL
4353 | F | BRONTE - REGIONAL SYSTEM FROM LAKE BROWNWOOD TO RUNNELS AND COKE COUNTIES | 2040 | 5400 | F |  | REGIONAL SYSTEM FROM LAKE BROWNWOOD TO RUNNELS AND COKE COUNTIES | OTHER SURFACE WATER | BROWNWOOD LAKE/RESERVOIR | F | SURFACE WATER | RESERVOIR | ROBERT LEE | F | MUNICIPAL
4353 | F | BRONTE - REGIONAL SYSTEM FROM LAKE BROWNWOOD TO RUNNELS AND COKE COUNTIES | 2040 | 5400 | F |  | REGIONAL SYSTEM FROM LAKE BROWNWOOD TO RUNNELS AND COKE COUNTIES | OTHER SURFACE WATER | BROWNWOOD LAKE/RESERVOIR | F | SURFACE WATER | RESERVOIR | WINTERS | F | MUNICIPAL
4357 | F | BRONTE - REGIONAL SYSTEM FROM LAKE FT. PHANTHOM HILL TO RUNNELS AND COKE COUNTIES | 2040 | 5401 | F |  | REGIONAL SYSTEM FROM LAKE FT. PHANTOM HILL TO RUNNELS AND COKE COUNTIES | OTHER SURFACE WATER | FORT PHANTOM HILL LAKE/RESERVOIR | G | SURFACE WATER | RESERVOIR | BALLINGER | F | MUNICIPAL
4357 | F | BRONTE - REGIONAL SYSTEM FROM LAKE FT. PHANTHOM HILL TO RUNNELS AND COKE COUNTIES | 2040 | 5401 | F |  | REGIONAL SYSTEM FROM LAKE FT. PHANTOM HILL TO RUNNELS AND COKE COUNTIES | OTHER SURFACE WATER | FORT PHANTOM HILL LAKE/RESERVOIR | G | SURFACE WATER | RESERVOIR | BRONTE | F | MUNICIPAL
4357 | F | BRONTE - REGIONAL SYSTEM FROM LAKE FT. PHANTHOM HILL TO RUNNELS AND COKE COUNTIES | 2040 | 5401 | F |  | REGIONAL SYSTEM FROM LAKE FT. PHANTOM HILL TO RUNNELS AND COKE COUNTIES | OTHER SURFACE WATER | FORT PHANTOM HILL LAKE/RESERVOIR | G | SURFACE WATER | RESERVOIR | ROBERT LEE | F | MUNICIPAL
4357 | F | BRONTE - REGIONAL SYSTEM FROM LAKE FT. PHANTHOM HILL TO RUNNELS AND COKE COUNTIES | 2040 | 5401 | F |  | REGIONAL SYSTEM FROM LAKE FT. PHANTOM HILL TO RUNNELS AND COKE COUNTIES | OTHER SURFACE WATER | FORT PHANTOM HILL LAKE/RESERVOIR | G | SURFACE WATER | RESERVOIR | WINTERS | F | MUNICIPAL
4336 | F | CITY OF ANDREWS - DEVELOP EDWARDS TRINITY PLATEAU AQUIFER SUPPLIES | 2020 | 5379 | F |  | CITY OF ANDREWS - DEVELOP EDWARDS TRINITY PLATEAU AQUIFER SUPPLIES | GROUNDWATER WELLS & OTHER | OGALLALA AND EDWARDS-TRINITY-HIGH PLAINS AQUIFERS ¦ ANDREWS | F | GROUNDWATER | GROUNDWATER | ANDREWS | F | MUNICIPAL
4335 | F | COLORADO CITY - DOCKUM WELL FIELD EXPANSION | 2020 | 5378 | F |  | COLORADO CITY - DOCKUM WELL FIELD EXPANSION | GROUNDWATER WELLS & OTHER | DOCKUM AQUIFER ¦ MITCHELL | F | GROUNDWATER | GROUNDWATER | COLORADO CITY | F | MUNICIPAL
4348 | F | CRMWD - DEVELOP ADDITIONAL GROUNDWATER SUPPLIES FROM PECOS, REEVES, WARD AND WINKLER COUNTIES | 2040 | 5404 | F |  | CRMWD - DEVELOP ADDITIONAL GROUNDWATER SUPPLIES FROM PECOS, REEVES, WARD AND WINKLER COUNTIES | GROUNDWATER WELLS & OTHER | EDWARDS-TRINITY-PLATEAU AND PECOS VALLEY AQUIFERS ¦ REEVES | F | GROUNDWATER | GROUNDWATER | COLORADO RIVER MWD - UNASSIGNED WATER VOLUMES | F | UNASSIGNED WATER VOLUMES
4348 | F | CRMWD - DEVELOP ADDITIONAL GROUNDWATER SUPPLIES FROM PECOS, REEVES, WARD AND WINKLER COUNTIES | 2040 | 5404 | F |  | CRMWD - DEVELOP ADDITIONAL GROUNDWATER SUPPLIES FROM PECOS, REEVES, WARD AND WINKLER COUNTIES | GROUNDWATER WELLS & OTHER | EDWARDS-TRINITY-PLATEAU AND PECOS VALLEY AQUIFERS ¦ WARD | F | GROUNDWATER | GROUNDWATER | COLORADO RIVER MWD - UNASSIGNED WATER VOLUMES | F | UNASSIGNED WATER VOLUMES
4348 | F | CRMWD - DEVELOP ADDITIONAL GROUNDWATER SUPPLIES FROM PECOS, REEVES, WARD AND WINKLER COUNTIES | 2040 | 5404 | F |  | CRMWD - DEVELOP ADDITIONAL GROUNDWATER SUPPLIES FROM PECOS, REEVES, WARD AND WINKLER COUNTIES | GROUNDWATER WELLS & OTHER | EDWARDS-TRINITY-PLATEAU AND PECOS VALLEY AQUIFERS ¦ WINKLER | F | GROUNDWATER | GROUNDWATER | COLORADO RIVER MWD - UNASSIGNED WATER VOLUMES | F | UNASSIGNED WATER VOLUMES
4348 | F | CRMWD - DEVELOP ADDITIONAL GROUNDWATER SUPPLIES FROM PECOS, REEVES, WARD AND WINKLER COUNTIES | 2040 | 5404 | F |  | CRMWD - DEVELOP ADDITIONAL GROUNDWATER SUPPLIES FROM PECOS, REEVES, WARD AND WINKLER COUNTIES | GROUNDWATER WELLS & OTHER | EDWARDS-TRINITY-PLATEAU, PECOS VALLEY, AND TRINITY AQUIFERS ¦ PECOS | F | GROUNDWATER | GROUNDWATER | COLORADO RIVER MWD - UNASSIGNED WATER VOLUMES | F | UNASSIGNED WATER VOLUMES
4361 | F | GREATER GARDENDALE WSC - PURCHASE WATER FROM MIDLAND COUNTY FWSD NO. 1 | 2030 | 5402 | F |  | GREATER GARDENDALE WSC - PURCHASE WATER FROM MIDLAND COUNTY FWSD NO. 1 | GROUNDWATER WELLS & OTHER | EDWARDS-TRINITY-PLATEAU AND PECOS VALLEY AQUIFERS ¦ WINKLER | F | GROUNDWATER | GROUNDWATER | GREATER GARDENDALE WSC | F | MUNICIPAL
4344 | F | MENARD - DEVELOP HICKORY AQUIFER SUPPLIES | 2030 | 5392 | F |  | MENARD - DEVELOP HICKORY AQUIFER SUPPLIES | GROUNDWATER WELLS & OTHER | HICKORY AQUIFER ¦ MENARD | F | GROUNDWATER | GROUNDWATER | MENARD | F | MUNICIPAL
4334 | F | ODESSA - DEVELOP CAPITAN REEF COMPLEX AQUIFER SUPPLIES IN WARD COUNTY | 2040 | 5377 | F |  | ODESSA - DEVELOP CAPITAN REEF COMPLEX AQUIFER SUPPLIES IN WARD COUNTY | GROUNDWATER WELLS & OTHER | CAPITAN REEF COMPLEX AQUIFER ¦ WARD | F | GROUNDWATER | GROUNDWATER | ODESSA | F | MUNICIPAL
4349 | F | ODESSA - DEVELOP EDWARDS-TRINITY AND CAPITAN REEF COMPLEX AQUIFER SUPPLIES IN PECOS COUNTY | 2040 | 5396 | F |  | ODESSA - DEVELOP EDWARDS-TRINITY AND CAPITAN REEF COMPLEX AQUIFER SUPPLIES IN PECOS COUNTY | GROUNDWATER WELLS & OTHER | CAPITAN REEF COMPLEX AQUIFER ¦ PECOS | F | GROUNDWATER | GROUNDWATER | ODESSA | F | MUNICIPAL
4349 | F | ODESSA - DEVELOP EDWARDS-TRINITY AND CAPITAN REEF COMPLEX AQUIFER SUPPLIES IN PECOS COUNTY | 2040 | 5396 | F |  | ODESSA - DEVELOP EDWARDS-TRINITY AND CAPITAN REEF COMPLEX AQUIFER SUPPLIES IN PECOS COUNTY | GROUNDWATER WELLS & OTHER | EDWARDS-TRINITY-PLATEAU, PECOS VALLEY, AND TRINITY AQUIFERS ¦ PECOS | F | GROUNDWATER | GROUNDWATER | ODESSA | F | MUNICIPAL
4352 | F | PECOS - POTABLE REUSE WITH AQUIFER STORAGE AND RECOVERY (ASR) | 2030 | 5405 | F |  | PECOS - POTABLE REUSE WITH AQUIFER STORAGE AND RECOVERY (ASR) | AQUIFER STORAGE & RECOVERY | EDWARDS-TRINITY-PLATEAU AND PECOS VALLEY AQUIFERS ASR ¦ REEVES | F | GROUNDWATER | AQUIFER STORAGE & RECOVERY | PECOS | F | MUNICIPAL
4341 | F | ROBERT LEE - DEVELOPMENT OF EDWARDS TRINITY PLATEAU AQUIFER SUPPLIES IN NOLAN CO | 2030 | 5389 | F |  | ROBERT LEE - DEVELOPMENT OF EDWARDS TRINITY PLATEAU AQUIFER SUPPLIES IN NOLAN CO | GROUNDWATER WELLS & OTHER | EDWARDS-TRINITY-PLATEAU, PECOS VALLEY, AND TRINITY AQUIFERS ¦ NOLAN | G | GROUNDWATER | GROUNDWATER | ROBERT LEE | F | MUNICIPAL
4342 | F | ROBERT LEE - DEVELOPMENT OF EDWARDS TRINITY PLATEAU AQUIFER SUPPLIES IN TOM GREEN CO | 2030 | 5390 | F |  | ROBERT LEE - DEVELOPMENT OF EDWARDS TRINITY PLATEAU AQUIFER SUPPLIES IN TOM GREEN CO | GROUNDWATER WELLS & OTHER | EDWARDS-TRINITY-PLATEAU, PECOS VALLEY, AND TRINITY AQUIFERS ¦ TOM GREEN | F | GROUNDWATER | GROUNDWATER | ROBERT LEE | F | MUNICIPAL
4356 | F | ROBERT LEE - REGIONAL SYSTEM FROM LAKE BROWNWOOD TO RUNNELS AND COKE COUNTIES | 2040 | 5400 | F |  | REGIONAL SYSTEM FROM LAKE BROWNWOOD TO RUNNELS AND COKE COUNTIES | OTHER SURFACE WATER | BROWNWOOD LAKE/RESERVOIR | F | SURFACE WATER | RESERVOIR | BALLINGER | F | MUNICIPAL
4356 | F | ROBERT LEE - REGIONAL SYSTEM FROM LAKE BROWNWOOD TO RUNNELS AND COKE COUNTIES | 2040 | 5400 | F |  | REGIONAL SYSTEM FROM LAKE BROWNWOOD TO RUNNELS AND COKE COUNTIES | OTHER SURFACE WATER | BROWNWOOD LAKE/RESERVOIR | F | SURFACE WATER | RESERVOIR | BRONTE | F | MUNICIPAL
4356 | F | ROBERT LEE - REGIONAL SYSTEM FROM LAKE BROWNWOOD TO RUNNELS AND COKE COUNTIES | 2040 | 5400 | F |  | REGIONAL SYSTEM FROM LAKE BROWNWOOD TO RUNNELS AND COKE COUNTIES | OTHER SURFACE WATER | BROWNWOOD LAKE/RESERVOIR | F | SURFACE WATER | RESERVOIR | ROBERT LEE | F | MUNICIPAL
4356 | F | ROBERT LEE - REGIONAL SYSTEM FROM LAKE BROWNWOOD TO RUNNELS AND COKE COUNTIES | 2040 | 5400 | F |  | REGIONAL SYSTEM FROM LAKE BROWNWOOD TO RUNNELS AND COKE COUNTIES | OTHER SURFACE WATER | BROWNWOOD LAKE/RESERVOIR | F | SURFACE WATER | RESERVOIR | WINTERS | F | MUNICIPAL
4360 | F | ROBERT LEE - REGIONAL SYSTEM FROM LAKE FT. PHANTHOM HILL TO RUNNELS AND COKE COUNTIES | 2040 | 5401 | F |  | REGIONAL SYSTEM FROM LAKE FT. PHANTOM HILL TO RUNNELS AND COKE COUNTIES | OTHER SURFACE WATER | FORT PHANTOM HILL LAKE/RESERVOIR | G | SURFACE WATER | RESERVOIR | BALLINGER | F | MUNICIPAL
4360 | F | ROBERT LEE - REGIONAL SYSTEM FROM LAKE FT. PHANTHOM HILL TO RUNNELS AND COKE COUNTIES | 2040 | 5401 | F |  | REGIONAL SYSTEM FROM LAKE FT. PHANTOM HILL TO RUNNELS AND COKE COUNTIES | OTHER SURFACE WATER | FORT PHANTOM HILL LAKE/RESERVOIR | G | SURFACE WATER | RESERVOIR | BRONTE | F | MUNICIPAL
4360 | F | ROBERT LEE - REGIONAL SYSTEM FROM LAKE FT. PHANTHOM HILL TO RUNNELS AND COKE COUNTIES | 2040 | 5401 | F |  | REGIONAL SYSTEM FROM LAKE FT. PHANTOM HILL TO RUNNELS AND COKE COUNTIES | OTHER SURFACE WATER | FORT PHANTOM HILL LAKE/RESERVOIR | G | SURFACE WATER | RESERVOIR | ROBERT LEE | F | MUNICIPAL
4360 | F | ROBERT LEE - REGIONAL SYSTEM FROM LAKE FT. PHANTHOM HILL TO RUNNELS AND COKE COUNTIES | 2040 | 5401 | F |  | REGIONAL SYSTEM FROM LAKE FT. PHANTOM HILL TO RUNNELS AND COKE COUNTIES | OTHER SURFACE WATER | FORT PHANTOM HILL LAKE/RESERVOIR | G | SURFACE WATER | RESERVOIR | WINTERS | F | MUNICIPAL
4351 | F | ROBERT LEE - REPAIR AND EXPAND WATER TREATMENT PLANT | 2030 | 5398 | F |  | ROBERT LEE - REPAIR AND EXPAND WATER TREATMENT PLANT | OTHER SURFACE WATER | EV SPENCE LAKE/RESERVOIR NON-SYSTEM PORTION | F | SURFACE WATER | RESERVOIR | ROBERT LEE | F | MUNICIPAL
4351 | F | ROBERT LEE - REPAIR AND EXPAND WATER TREATMENT PLANT | 2030 | 5398 | F |  | ROBERT LEE - REPAIR AND EXPAND WATER TREATMENT PLANT | OTHER SURFACE WATER | MOUNTAIN CREEK LAKE/RESERVOIR ¦ COLORADO | F | SURFACE WATER | RESERVOIR | ROBERT LEE | F | MUNICIPAL
4333 | F | SAN ANGELO - DESALINATION OF BRACKISH GROUNDWATER SUPPLIES | 2030 | 5397 | F |  | SAN ANGELO - DEVELOP PECOS VALLEY, EDWARDS-TRINITY PLATEAU AQUIFER SUPPLIES IN PECOS CO. | GROUNDWATER WELLS & OTHER | EDWARDS-TRINITY-PLATEAU, PECOS VALLEY, AND TRINITY AQUIFERS ¦ PECOS | F | GROUNDWATER | GROUNDWATER | SAN ANGELO | F | MUNICIPAL
4333 | F | SAN ANGELO - DESALINATION OF BRACKISH GROUNDWATER SUPPLIES | 2030 | 5386 | F |  | SAN ANGELO - DEVELOPMENT OF EDWARDS TRINITY PLATEAU AQUIFER SUPPLIES IN SCHLEICHER CO | GROUNDWATER WELLS & OTHER | EDWARDS-TRINITY-PLATEAU, PECOS VALLEY, AND TRINITY AQUIFERS ¦ SCHLEICHER | F | GROUNDWATER | GROUNDWATER | SAN ANGELO | F | MUNICIPAL
4350 | F | SAN ANGELO - DEVELOP PECOS VALLEY, EDWARDS-TRINITY PLATEAU AQUIFER SUPPLIES IN PECOS CO. | 2040 | 5397 | F |  | SAN ANGELO - DEVELOP PECOS VALLEY, EDWARDS-TRINITY PLATEAU AQUIFER SUPPLIES IN PECOS CO. | GROUNDWATER WELLS & OTHER | EDWARDS-TRINITY-PLATEAU, PECOS VALLEY, AND TRINITY AQUIFERS ¦ PECOS | F | GROUNDWATER | GROUNDWATER | SAN ANGELO | F | MUNICIPAL
4338 | F | SAN ANGELO - DEVELOPMENT OF EDWARDS TRINITY PLATEAU AQUIFER SUPPLIES IN SCHLEICHER CO | 2040 | 5386 | F |  | SAN ANGELO - DEVELOPMENT OF EDWARDS TRINITY PLATEAU AQUIFER SUPPLIES IN SCHLEICHER CO | GROUNDWATER WELLS & OTHER | EDWARDS-TRINITY-PLATEAU, PECOS VALLEY, AND TRINITY AQUIFERS ¦ SCHLEICHER | F | GROUNDWATER | GROUNDWATER | SAN ANGELO | F | MUNICIPAL
4346 | F | TEXLAND GREAT PLAINS - DEVELOP OGALLALA AQUIFER SUPPLIES FROM ANDREWS OR GAINES COUNTY | 2020 | 5394 | F |  | TEXLAND GREAT PLAINS - DEVELOP OGALLALA AQUIFER SUPPLIES FROM ANDREWS OR GAINES COUNTY | GROUNDWATER WELLS & OTHER | OGALLALA AND EDWARDS-TRINITY-HIGH PLAINS AQUIFERS ¦ ANDREWS | F | GROUNDWATER | GROUNDWATER | GREAT PLAINS WATER SYSTEM INC - UNASSIGNED WATER VOLUMES | F | UNASSIGNED WATER VOLUMES
4346 | F | TEXLAND GREAT PLAINS - DEVELOP OGALLALA AQUIFER SUPPLIES FROM ANDREWS OR GAINES COUNTY | 2020 | 5394 | F |  | TEXLAND GREAT PLAINS - DEVELOP OGALLALA AQUIFER SUPPLIES FROM ANDREWS OR GAINES COUNTY | GROUNDWATER WELLS & OTHER | OGALLALA AND EDWARDS-TRINITY-HIGH PLAINS AQUIFERS ¦ GAINES | O | GROUNDWATER | GROUNDWATER | GREAT PLAINS WATER SYSTEM INC - UNASSIGNED WATER VOLUMES | F | UNASSIGNED WATER VOLUMES
4364 | F | WEST TEXAS WATER PARTNERSHIP (ALTERNATIVE) | 2030 | 5385 | F |  | WEST TEXAS WATER PARTNERSHIP (ALTERNATIVE) | OTHER SURFACE WATER | COLORADO RIVER MWD LAKE/RESERVOIR SYSTEM | F | SURFACE WATER | RESERVOIR SYSTEM | ABILENE | G | MUNICIPAL
4364 | F | WEST TEXAS WATER PARTNERSHIP (ALTERNATIVE) | 2030 | 5385 | F |  | WEST TEXAS WATER PARTNERSHIP (ALTERNATIVE) | OTHER SURFACE WATER | COLORADO RIVER MWD LAKE/RESERVOIR SYSTEM | F | SURFACE WATER | RESERVOIR SYSTEM | SAN ANGELO | F | MUNICIPAL
4364 | F | WEST TEXAS WATER PARTNERSHIP (ALTERNATIVE) | 2030 | 5385 | F |  | WEST TEXAS WATER PARTNERSHIP (ALTERNATIVE) | GROUNDWATER WELLS & OTHER | EDWARDS-TRINITY-PLATEAU, PECOS VALLEY, AND TRINITY AQUIFERS ¦ PECOS | F | GROUNDWATER | GROUNDWATER | MIDLAND | F | MUNICIPAL
4364 | F | WEST TEXAS WATER PARTNERSHIP (ALTERNATIVE) | 2030 | 5385 | F |  | WEST TEXAS WATER PARTNERSHIP (ALTERNATIVE) | OTHER SURFACE WATER | OH IVIE LAKE/RESERVOIR NON-SYSTEM PORTION | F | SURFACE WATER | RESERVOIR | ABILENE | G | MUNICIPAL
4355 | F | WINTERS - REGIONAL SYSTEM FROM LAKE BROWNWOOD TO RUNNELS AND COKE COUNTIES | 2040 | 5400 | F |  | REGIONAL SYSTEM FROM LAKE BROWNWOOD TO RUNNELS AND COKE COUNTIES | OTHER SURFACE WATER | BROWNWOOD LAKE/RESERVOIR | F | SURFACE WATER | RESERVOIR | BALLINGER | F | MUNICIPAL
4355 | F | WINTERS - REGIONAL SYSTEM FROM LAKE BROWNWOOD TO RUNNELS AND COKE COUNTIES | 2040 | 5400 | F |  | REGIONAL SYSTEM FROM LAKE BROWNWOOD TO RUNNELS AND COKE COUNTIES | OTHER SURFACE WATER | BROWNWOOD LAKE/RESERVOIR | F | SURFACE WATER | RESERVOIR | BRONTE | F | MUNICIPAL
4355 | F | WINTERS - REGIONAL SYSTEM FROM LAKE BROWNWOOD TO RUNNELS AND COKE COUNTIES | 2040 | 5400 | F |  | REGIONAL SYSTEM FROM LAKE BROWNWOOD TO RUNNELS AND COKE COUNTIES | OTHER SURFACE WATER | BROWNWOOD LAKE/RESERVOIR | F | SURFACE WATER | RESERVOIR | ROBERT LEE | F | MUNICIPAL
4355 | F | WINTERS - REGIONAL SYSTEM FROM LAKE BROWNWOOD TO RUNNELS AND COKE COUNTIES | 2040 | 5400 | F |  | REGIONAL SYSTEM FROM LAKE BROWNWOOD TO RUNNELS AND COKE COUNTIES | OTHER SURFACE WATER | BROWNWOOD LAKE/RESERVOIR | F | SURFACE WATER | RESERVOIR | WINTERS | F | MUNICIPAL
4359 | F | WINTERS - REGIONAL SYSTEM FROM LAKE FT. PHANTHOM HILL TO RUNNELS AND COKE COUNTIES | 2040 | 5401 | F |  | REGIONAL SYSTEM FROM LAKE FT. PHANTOM HILL TO RUNNELS AND COKE COUNTIES | OTHER SURFACE WATER | FORT PHANTOM HILL LAKE/RESERVOIR | G | SURFACE WATER | RESERVOIR | BALLINGER | F | MUNICIPAL
4359 | F | WINTERS - REGIONAL SYSTEM FROM LAKE FT. PHANTHOM HILL TO RUNNELS AND COKE COUNTIES | 2040 | 5401 | F |  | REGIONAL SYSTEM FROM LAKE FT. PHANTOM HILL TO RUNNELS AND COKE COUNTIES | OTHER SURFACE WATER | FORT PHANTOM HILL LAKE/RESERVOIR | G | SURFACE WATER | RESERVOIR | BRONTE | F | MUNICIPAL
4359 | F | WINTERS - REGIONAL SYSTEM FROM LAKE FT. PHANTHOM HILL TO RUNNELS AND COKE COUNTIES | 2040 | 5401 | F |  | REGIONAL SYSTEM FROM LAKE FT. PHANTOM HILL TO RUNNELS AND COKE COUNTIES | OTHER SURFACE WATER | FORT PHANTOM HILL LAKE/RESERVOIR | G | SURFACE WATER | RESERVOIR | ROBERT LEE | F | MUNICIPAL
4359 | F | WINTERS - REGIONAL SYSTEM FROM LAKE FT. PHANTHOM HILL TO RUNNELS AND COKE COUNTIES | 2040 | 5401 | F |  | REGIONAL SYSTEM FROM LAKE FT. PHANTOM HILL TO RUNNELS AND COKE COUNTIES | OTHER SURFACE WATER | FORT PHANTOM HILL LAKE/RESERVOIR | G | SURFACE WATER | RESERVOIR | WINTERS | F | MUNICIPAL
4278 | G | BRA MAIN STEM LAKE WHITNEY OVERDRAFTING WITH OFF-CHANNEL RESERVOIR | 2050 | 5261 | G |  | LAKE WHITNEY OVERDRAFTING WITH OFF-CHANNEL RESERVOIR | NEW MAJOR RESERVOIR | LAKE WHITNEY OFF-CHANNEL RESERVOIR | G | SURFACE WATER | RESERVOIR | BRAZOS RIVER AUTHORITY - UNASSIGNED WATER VOLUMES | G | UNASSIGNED WATER VOLUMES
1747 | G | CARRIZO GW DEVELOPMENT FOR BRYAN IN ROBERTSON COUNTY | 2030 | 5406 | G |  | CARRIZO GW DEVELOPMENT FOR BRYAN IN ROBERTSON COUNTY | GROUNDWATER WELLS & OTHER | CARRIZO-WILCOX AQUIFER ¦ ROBERTSON | G | GROUNDWATER | GROUNDWATER | BRYAN | G | MUNICIPAL
1897 | G | CEDAR RIDGE RESERVOIR | 2020 | 2893 | G |  | CEDAR RIDGE RESERVOIR | NEW MAJOR RESERVOIR | CEDAR RIDGE LAKE/RESERVOIR | G | SURFACE WATER | RESERVOIR | MERKEL | G | MUNICIPAL
1897 | G | CEDAR RIDGE RESERVOIR | 2020 | 2893 | G |  | CEDAR RIDGE RESERVOIR | NEW MAJOR RESERVOIR | CEDAR RIDGE LAKE/RESERVOIR | G | SURFACE WATER | RESERVOIR | POTOSI WSC | G | MUNICIPAL
1897 | G | CEDAR RIDGE RESERVOIR | 2020 | 2893 | G |  | CEDAR RIDGE RESERVOIR | NEW MAJOR RESERVOIR | CEDAR RIDGE LAKE/RESERVOIR | G | SURFACE WATER | RESERVOIR | STEAMBOAT MOUNTAIN WSC | G | MUNICIPAL
1897 | G | CEDAR RIDGE RESERVOIR | 2020 | 2893 | G |  | CEDAR RIDGE RESERVOIR | NEW MAJOR RESERVOIR | CEDAR RIDGE LAKE/RESERVOIR | G | SURFACE WATER | RESERVOIR | TYE | G | MUNICIPAL
1844 | G | JOHNSON COUNTY ASR | 2030 | 2735 | G |  | TRINITY - JOHNSON COUNTY ASR | AQUIFER STORAGE & RECOVERY | TRINITY AQUIFER ASR ¦ JOHNSON | G | GROUNDWATER | AQUIFER STORAGE & RECOVERY | JOHNSON COUNTY SUD | C | MUNICIPAL
1844 | G | JOHNSON COUNTY ASR | 2030 | 2735 | G |  | TRINITY - JOHNSON COUNTY ASR | AQUIFER STORAGE & RECOVERY | TRINITY AQUIFER ASR ¦ JOHNSON | G | GROUNDWATER | AQUIFER STORAGE & RECOVERY | JOHNSON COUNTY SUD | G | MUNICIPAL
2192 | G | REUSE- BRYAN (OPTION 2) | 2020 | 3062 | G |  | REUSE- BRYAN (OPTION 2) | OTHER DIRECT REUSE | DIRECT REUSE | G | REUSE | DIRECT NON-POTABLE REUSE | BRYAN | G | MUNICIPAL
1826 | G | TRINITY AQUIFER DEVELOPMENT - BARTLETT | 2020 | 2609 | G |  | TRINITY AQUIFER DEVELOPMENT | GROUNDWATER WELLS & OTHER | TRINITY AQUIFER ¦ BELL | G | GROUNDWATER | GROUNDWATER | BARTLETT | G | MUNICIPAL
4129 | G | TRINITY AQUIFER DEVELOPMENT- EAST CRAWFORD WSC | 2020 | 2609 | G |  | TRINITY AQUIFER DEVELOPMENT | GROUNDWATER WELLS & OTHER | TRINITY AQUIFER ¦ MCLENNAN | G | GROUNDWATER | GROUNDWATER | EAST CRAWFORD WSC | G | MUNICIPAL
3949 | I | AMWA-BSI-WTP BOOSTER PS IMPROVEMENT | 2020 | 3736 | I |  | AMWA-BSI-WTP BOOSTER PS IMPROVEMENT | OTHER SURFACE WATER | ATHENS LAKE/RESERVOIR | I | SURFACE WATER | RESERVOIR | ATHENS | C | MUNICIPAL
3949 | I | AMWA-BSI-WTP BOOSTER PS IMPROVEMENT | 2020 | 3736 | I |  | AMWA-BSI-WTP BOOSTER PS IMPROVEMENT | OTHER SURFACE WATER | ATHENS LAKE/RESERVOIR | I | SURFACE WATER | RESERVOIR | ATHENS | I | MUNICIPAL
3949 | I | AMWA-BSI-WTP BOOSTER PS IMPROVEMENT | 2020 | 3736 | I |  | AMWA-BSI-WTP BOOSTER PS IMPROVEMENT | OTHER SURFACE WATER | ATHENS LAKE/RESERVOIR | I | SURFACE WATER | RESERVOIR | IRRIGATION, HENDERSON | C | IRRIGATION
3949 | I | AMWA-BSI-WTP BOOSTER PS IMPROVEMENT | 2020 | 3736 | I |  | AMWA-BSI-WTP BOOSTER PS IMPROVEMENT | OTHER SURFACE WATER | ATHENS LAKE/RESERVOIR | I | SURFACE WATER | RESERVOIR | IRRIGATION, HENDERSON | I | IRRIGATION
3949 | I | AMWA-BSI-WTP BOOSTER PS IMPROVEMENT | 2020 | 3736 | I |  | AMWA-BSI-WTP BOOSTER PS IMPROVEMENT | OTHER SURFACE WATER | ATHENS LAKE/RESERVOIR | I | SURFACE WATER | RESERVOIR | LIVESTOCK, HENDERSON | C | LIVESTOCK
3949 | I | AMWA-BSI-WTP BOOSTER PS IMPROVEMENT | 2020 | 3736 | I |  | AMWA-BSI-WTP BOOSTER PS IMPROVEMENT | OTHER SURFACE WATER | ATHENS LAKE/RESERVOIR | I | SURFACE WATER | RESERVOIR | LIVESTOCK, HENDERSON | I | LIVESTOCK
2015 | I | HCWC-GW-WELL | 2020 | 2890 | I |  | HCWC-GW-WELL | GROUNDWATER WELLS & OTHER | CARRIZO-WILCOX AQUIFER ¦ HOUSTON | I | GROUNDWATER | GROUNDWATER | HOUSTON COUNTY WCID #1 - UNASSIGNED WATER VOLUMES | I | UNASSIGNED WATER VOLUMES
4296 | J | BANDERA COUNTY OTHER - ADDITIONAL GROUNDWATER WELLS TO PROVIDE EMERGENCY SUPPLY TO VFD | 2020 | 5316 | J |  | BANDERA COUNTY OTHER - ADDITIONAL WELLS TO PROVIDE EMERGENCY SUPPLY TO VFD (SAN ANTONIO) | GROUNDWATER WELLS & OTHER | TRINITY AQUIFER ¦ BANDERA | J | GROUNDWATER | GROUNDWATER | COUNTY-OTHER, BANDERA | J | MUNICIPAL
4295 | J | BANDERA COUNTY OTHER - LAKE MEDINA SHORES - ADDITIONAL GROUNDWATER WELLS | 2020 | 5315 | J |  | BANDERA COUNTY OTHER (LAKE MEDINA SHORES) - ADDITIONAL GROUNDWATER WELL | GROUNDWATER WELLS & OTHER | TRINITY AQUIFER ¦ BANDERA | J | GROUNDWATER | GROUNDWATER | COUNTY-OTHER, BANDERA | J | MUNICIPAL
2432 | J | CITY OF BANDERA - ADDITIONAL LOWER TRINITY WELL AND LAY NECESSARY PIPELINE | 2030 | 3370 | J |  | CITY OF BANDERA - ADDITIONAL LOWER TRINITY WELL AND LAY NECESSARY PIPELINE | GROUNDWATER WELLS & OTHER | TRINITY AQUIFER ¦ BANDERA | J | GROUNDWATER | GROUNDWATER | BANDERA | J | MUNICIPAL
2406 | J | KERR COUNTY LIVESTOCK - ADDITIONAL GROUNDWATER WELL | 2020 | 3327 | J |  | KERR COUNTY LIVESTOCK - ADDITIONAL GROUNDWATER WELL (SAN ANTONIO) | GROUNDWATER WELLS & OTHER | TRINITY AQUIFER ¦ KERR | J | GROUNDWATER | GROUNDWATER | LIVESTOCK, KERR | J | LIVESTOCK
4303 | J | KERR COUNTY LIVESTOCK - ADDITIONAL GROUNDWATER WELL (NUECES) | 2020 | 5341 | J |  | KERR COUNTY LIVESTOCK - ADDITIONAL GROUNDWATER WELL (NUECES) | GROUNDWATER WELLS & OTHER | EDWARDS-TRINITY-PLATEAU AQUIFER ¦ KERR | J | GROUNDWATER | GROUNDWATER | LIVESTOCK, KERR | J | LIVESTOCK
2404 | J | KERR COUNTY LIVESTOCK - ADDITIONAL GROUNDWATER WELLS | 2020 | 3325 | J |  | KERR COUNTY LIVESTOCK - ADDITIONAL GROUNDWATER WELL (COLORADO) | GROUNDWATER WELLS & OTHER | EDWARDS-TRINITY-PLATEAU AQUIFER ¦ KERR | J | GROUNDWATER | GROUNDWATER | LIVESTOCK, KERR | J | LIVESTOCK
2405 | J | KERR COUNTY LIVESTOCK - ADDITIONAL GROUNDWATER WELLS - GUADALUPE RIVER BASIN | 2020 | 3326 | J |  | KERR COUNTY LIVESTOCK - ADDITIONAL GROUNDWATER WELLS - (GUADALUPE) | GROUNDWATER WELLS & OTHER | EDWARDS-TRINITY-PLATEAU AQUIFER ¦ KERR | J | GROUNDWATER | GROUNDWATER | LIVESTOCK, KERR | J | LIVESTOCK
4280 | K | EXPANSION OF CARRIZO-WILCOX AQUIFER - AQUA WSC ALTERNATIVE | 2030 | 5265 | K |  | EXPANSION LOCAL USE OF GROUNDWATER - CARRIZO-WILCOX AQUIFER - ALTERNATIVE VERSION | GROUNDWATER WELLS & OTHER | CARRIZO-WILCOX AQUIFER ¦ BASTROP | K | GROUNDWATER | GROUNDWATER | AQUA WSC | K | MUNICIPAL
4281 | K | EXPANSION OF CARRIZO-WILCOX AQUIFER - LCRA ALTERNATIVE | 2030 | 3436 | K |  | LCRA - EXPAND USE OF GROUNDWATER IN BASTROP COUNTY (CARRIZO-WILCOX) | GROUNDWATER WELLS & OTHER | CARRIZO-WILCOX AQUIFER ¦ BASTROP | K | GROUNDWATER | GROUNDWATER | LOWER COLORADO RIVER AUTHORITY - UNASSIGNED WATER VOLUMES | K | UNASSIGNED WATER VOLUMES
2166 | K | LCRA - BRACKISH GROUNDWATER DESALINATION | 2040 | 3434 | K |  | LCRA - BRACKISH GROUNDWATER DESALINATION | GROUNDWATER DESALINATION | GULF COAST AQUIFER SYSTEM ¦ MATAGORDA | K | GROUNDWATER | GROUNDWATER | LOWER COLORADO RIVER AUTHORITY - UNASSIGNED WATER VOLUMES | K | UNASSIGNED WATER VOLUMES
2161 | K | LCRA - SUPPLEMENT BAY AND ESTUARY INFLOWS WITH BRACKISH GROUNDWATER | 2030 | 3432 | K |  | LCRA - SUPPLEMENT BAY AND ESTUARY INFLOWS WITH BRACKISH GROUNDWATER | GROUNDWATER WELLS & OTHER | GULF COAST AQUIFER SYSTEM ¦ MATAGORDA | K | GROUNDWATER | GROUNDWATER | LOWER COLORADO RIVER AUTHORITY - UNASSIGNED WATER VOLUMES | K | UNASSIGNED WATER VOLUMES
2693 | M | AGUA SUD - NON-POTABLE REUSE | 2020 | 3335 | M | REUSE | AGUA SUD - NON-POTABLE REUSE | OTHER DIRECT REUSE | DIRECT REUSE | M | REUSE | DIRECT NON-POTABLE REUSE | AGUA SUD | M | MUNICIPAL
2468 | M | BROWNSVILLE - SEAWATER DESALINATION DEMONSTRATION | 2030 | 2941 | M | DESALINATION | BROWNSVILLE - SEAWATER DESALINATION DEMONSTRATION | SEAWATER DESALINATION | GULF OF MEXICO | M | SURFACE WATER | GULF OF MEXICO | BROWNSVILLE | M | MUNICIPAL
2468 | M | BROWNSVILLE - SEAWATER DESALINATION DEMONSTRATION | 2030 | 2941 | M | DESALINATION | BROWNSVILLE - SEAWATER DESALINATION DEMONSTRATION | SEAWATER DESALINATION | GULF OF MEXICO | M | SURFACE WATER | GULF OF MEXICO | EL JARDIN WSC | M | MUNICIPAL
2468 | M | BROWNSVILLE - SEAWATER DESALINATION DEMONSTRATION | 2030 | 2941 | M | DESALINATION | BROWNSVILLE - SEAWATER DESALINATION DEMONSTRATION | SEAWATER DESALINATION | GULF OF MEXICO | M | SURFACE WATER | GULF OF MEXICO | MANUFACTURING, CAMERON | M | MANUFACTURING
2468 | M | BROWNSVILLE - SEAWATER DESALINATION DEMONSTRATION | 2030 | 2941 | M | DESALINATION | BROWNSVILLE - SEAWATER DESALINATION DEMONSTRATION | SEAWATER DESALINATION | GULF OF MEXICO | M | SURFACE WATER | GULF OF MEXICO | STEAM ELECTRIC POWER, CAMERON | M | STEAM ELECTRIC POWER
2605 | M | BROWNSVILLE - SEAWATER DESALINATION IMPLEMENTATION | 2060 | 2941 | M | DESALINATION | BROWNSVILLE - SEAWATER DESALINATION DEMONSTRATION | SEAWATER DESALINATION | GULF OF MEXICO | M | SURFACE WATER | GULF OF MEXICO | BROWNSVILLE | M | MUNICIPAL
2605 | M | BROWNSVILLE - SEAWATER DESALINATION IMPLEMENTATION | 2060 | 2941 | M | DESALINATION | BROWNSVILLE - SEAWATER DESALINATION DEMONSTRATION | SEAWATER DESALINATION | GULF OF MEXICO | M | SURFACE WATER | GULF OF MEXICO | EL JARDIN WSC | M | MUNICIPAL
2605 | M | BROWNSVILLE - SEAWATER DESALINATION IMPLEMENTATION | 2060 | 2941 | M | DESALINATION | BROWNSVILLE - SEAWATER DESALINATION DEMONSTRATION | SEAWATER DESALINATION | GULF OF MEXICO | M | SURFACE WATER | GULF OF MEXICO | MANUFACTURING, CAMERON | M | MANUFACTURING
2605 | M | BROWNSVILLE - SEAWATER DESALINATION IMPLEMENTATION | 2060 | 2941 | M | DESALINATION | BROWNSVILLE - SEAWATER DESALINATION DEMONSTRATION | SEAWATER DESALINATION | GULF OF MEXICO | M | SURFACE WATER | GULF OF MEXICO | STEAM ELECTRIC POWER, CAMERON | M | STEAM ELECTRIC POWER
2523 | M | BROWNSVILLE-MATAMOROS WEIR AND RESERVOIR | 2030 | 5357 | M |  | BROWNSVILLE - MATAMOROS WEIR AND RESERVOIR | NEW MAJOR RESERVOIR | RIO GRANDE RUN-OF-RIVER STORAGE | M | SURFACE WATER | RESERVOIR | BROWNSVILLE | M | MUNICIPAL
4116 | M | EAGLE PASS - ASR PROJECT | 2020 | 5189 | M |  | EAGLE PASS - ASR | AQUIFER STORAGE & RECOVERY | CARRIZO-WILCOX AQUIFER ASR ¦ MAVERICK | M | GROUNDWATER | AQUIFER STORAGE & RECOVERY | EAGLE PASS | M | MUNICIPAL
2531 | M | ELSA - WTP EXPANSION AND INTERCONNECT TO ENGLEMAN ID | 2020 | 3649 | M | MUNICIPAL INFRASTRUCTURE IMPROVEMENTS | ELSA WTP - EXPANSION AND INTERCONNECT TO ENGLEMAN ID | OTHER SURFACE WATER | AMISTAD-FALCON LAKE/RESERVOIR SYSTEM | M | SURFACE WATER | RESERVOIR SYSTEM | ELSA | M | MUNICIPAL
4381 | M | ERHWSC - SURFACE WTP PHASE II WITH INTER-BASIN TRANSFER OF SURFACE WATER | 2050 | 5100 | M | URBANIZATION | URBANIZATION - WUG REDUCTION - CONVERSION OF IRRIGATION WATER RIGHTS TO DMI | OTHER SURFACE WATER | AMISTAD-FALCON LAKE/RESERVOIR SYSTEM | M | SURFACE WATER | RESERVOIR SYSTEM | EAST RIO HONDO WSC | M | MUNICIPAL
2528 | M | LA FERIA - NON-POTABLE REUSE | 2030 | 3546 | M | REUSE | LA FERIA - NON-POTABLE REUSE | OTHER DIRECT REUSE | DIRECT REUSE | M | REUSE | DIRECT NON-POTABLE REUSE | LA FERIA | M | MUNICIPAL
2590 | M | LAREDO - EL PICO WTP EXPANSION #1 | 2020 | 3632 | M |  | LAREDO - EL PICO WTP EXPANSION | OTHER SURFACE WATER | AMISTAD-FALCON LAKE/RESERVOIR SYSTEM | M | SURFACE WATER | RESERVOIR SYSTEM | LAREDO | M | MUNICIPAL
2591 | M | LAREDO - EL PICO WTP EXPANSION #2 | 2030 | 3632 | M |  | LAREDO - EL PICO WTP EXPANSION | OTHER SURFACE WATER | AMISTAD-FALCON LAKE/RESERVOIR SYSTEM | M | SURFACE WATER | RESERVOIR SYSTEM | LAREDO | M | MUNICIPAL
2592 | M | LAREDO - EL PICO WTP EXPANSION #3 | 2040 | 3632 | M |  | LAREDO - EL PICO WTP EXPANSION | OTHER SURFACE WATER | AMISTAD-FALCON LAKE/RESERVOIR SYSTEM | M | SURFACE WATER | RESERVOIR SYSTEM | LAREDO | M | MUNICIPAL
2593 | M | LAREDO - EL PICO WTP EXPANSION #4 | 2050 | 3632 | M |  | LAREDO - EL PICO WTP EXPANSION | OTHER SURFACE WATER | AMISTAD-FALCON LAKE/RESERVOIR SYSTEM | M | SURFACE WATER | RESERVOIR SYSTEM | LAREDO | M | MUNICIPAL
2209 | M | MCALLEN - EXPAND EXISTING GROUNDWATER SUPPLY PHASE I | 2030 | 3100 | M | FRESH GROUNDWATER | MCALLEN - EXPAND EXISTING GROUNDWATER SUPPLY | GROUNDWATER WELLS & OTHER | GULF COAST AQUIFER SYSTEM ¦ HIDALGO | M | GROUNDWATER | GROUNDWATER | MCALLEN | M | MUNICIPAL
4387 | M | MCALLEN - EXPAND EXISTING GROUNDWATER SUPPLY PHASE II | 2060 | 3100 | M | FRESH GROUNDWATER | MCALLEN - EXPAND EXISTING GROUNDWATER SUPPLY | GROUNDWATER WELLS & OTHER | GULF COAST AQUIFER SYSTEM ¦ HIDALGO | M | GROUNDWATER | GROUNDWATER | MCALLEN | M | MUNICIPAL
2211 | M | MERCEDES - EXPAND EXISTING GROUNDWATER SUPPLY | 2020 | 3102 | M |  | MERCEDES - EXPAND EXISTING GROUNDWATER SUPPLY | GROUNDWATER WELLS & OTHER | GULF COAST AQUIFER SYSTEM ¦ HIDALGO | M | GROUNDWATER | GROUNDWATER | MERCEDES | M | MUNICIPAL
2532 | M | MHWSC - EXPAND EXISTING GROUNDWATER WELLS (HIDALGO COUNTY) PHASE I | 2020 | 3556 | M | FRESH GROUNDWATER | MHWSC - EXPAND EXISTING GROUNDWATER WELLS (HIDALGO COUNTY) | GROUNDWATER WELLS & OTHER | GULF COAST AQUIFER SYSTEM ¦ HIDALGO | M | GROUNDWATER | GROUNDWATER | COUNTY-OTHER, HIDALGO | M | MUNICIPAL
2532 | M | MHWSC - EXPAND EXISTING GROUNDWATER WELLS (HIDALGO COUNTY) PHASE I | 2020 | 3556 | M | FRESH GROUNDWATER | MHWSC - EXPAND EXISTING GROUNDWATER WELLS (HIDALGO COUNTY) | GROUNDWATER WELLS & OTHER | GULF COAST AQUIFER SYSTEM ¦ HIDALGO | M | GROUNDWATER | GROUNDWATER | MILITARY HIGHWAY WSC | M | MUNICIPAL
2532 | M | MHWSC - EXPAND EXISTING GROUNDWATER WELLS (HIDALGO COUNTY) PHASE I | 2020 | 3556 | M | FRESH GROUNDWATER | MHWSC - EXPAND EXISTING GROUNDWATER WELLS (HIDALGO COUNTY) | GROUNDWATER WELLS & OTHER | GULF COAST AQUIFER SYSTEM ¦ HIDALGO | M | GROUNDWATER | GROUNDWATER | SAN JUAN | M | MUNICIPAL
2617 | M | MHWSC - EXPAND EXISTING GROUNDWATER WELLS (HIDALGO COUNTY) PHASE II | 2050 | 3556 | M | FRESH GROUNDWATER | MHWSC - EXPAND EXISTING GROUNDWATER WELLS (HIDALGO COUNTY) | GROUNDWATER WELLS & OTHER | GULF COAST AQUIFER SYSTEM ¦ HIDALGO | M | GROUNDWATER | GROUNDWATER | COUNTY-OTHER, HIDALGO | M | MUNICIPAL
2617 | M | MHWSC - EXPAND EXISTING GROUNDWATER WELLS (HIDALGO COUNTY) PHASE II | 2050 | 3556 | M | FRESH GROUNDWATER | MHWSC - EXPAND EXISTING GROUNDWATER WELLS (HIDALGO COUNTY) | GROUNDWATER WELLS & OTHER | GULF COAST AQUIFER SYSTEM ¦ HIDALGO | M | GROUNDWATER | GROUNDWATER | MILITARY HIGHWAY WSC | M | MUNICIPAL
2617 | M | MHWSC - EXPAND EXISTING GROUNDWATER WELLS (HIDALGO COUNTY) PHASE II | 2050 | 3556 | M | FRESH GROUNDWATER | MHWSC - EXPAND EXISTING GROUNDWATER WELLS (HIDALGO COUNTY) | GROUNDWATER WELLS & OTHER | GULF COAST AQUIFER SYSTEM ¦ HIDALGO | M | GROUNDWATER | GROUNDWATER | SAN JUAN | M | MUNICIPAL
2382 | M | NAWSC - EXPANSION OF WTP NO. 5 AND WATERLINE | 2020 | 5282 | M | MUNICIPAL INFRASTRUCTURE IMPROVEMENTS | NAWSC - EXPANSION OF WTP NO. 5 AND WATERLINE | GROUNDWATER WELLS & OTHER | GULF COAST AQUIFER SYSTEM ¦ HIDALGO | M | GROUNDWATER | GROUNDWATER | NORTH ALAMO WSC | M | MUNICIPAL
2375 | M | SAN BENITO - NON-POTABLE REUSE | 2020 | 3374 | M | REUSE | SAN BENITO - NON-POTABLE REUSE | OTHER DIRECT REUSE | DIRECT REUSE | M | REUSE | DIRECT NON-POTABLE REUSE | SAN BENITO | M | MUNICIPAL
2529 | M | SAN BENITO - POTABLE REUSE PHASE I | 2020 | 3549 | M | REUSE | SAN BENITO - POTABLE REUSE | DIRECT POTABLE REUSE | DIRECT REUSE | M | REUSE | DIRECT POTABLE REUSE | SAN BENITO | M | MUNICIPAL
2639 | M | SAN BENITO - POTABLE REUSE PHASE II | 2070 | 3549 | M | REUSE | SAN BENITO - POTABLE REUSE | DIRECT POTABLE REUSE | DIRECT REUSE | M | REUSE | DIRECT POTABLE REUSE | SAN BENITO | M | MUNICIPAL
2615 | M | URBANIZATION - EAST RIO HONDO WSC (ERHWSC) | 2020 | 5100 | M | URBANIZATION | URBANIZATION - WUG REDUCTION - CONVERSION OF IRRIGATION WATER RIGHTS TO DMI | OTHER SURFACE WATER | AMISTAD-FALCON LAKE/RESERVOIR SYSTEM | M | SURFACE WATER | RESERVOIR SYSTEM | EAST RIO HONDO WSC | M | MUNICIPAL
4399 | O | CITY OF LOCKNEY - ADDITIONAL GROUNDWATER DEVELOPMENT | 2020 | 5465 | O |  | CITY OF LOCKNEY - ADDITIONAL GROUNDWATER DEVELOPMENT | GROUNDWATER WELLS & OTHER | OGALLALA AND EDWARDS-TRINITY-HIGH PLAINS AQUIFERS ¦ FLOYD | O | GROUNDWATER | GROUNDWATER | LOCKNEY | O | MUNICIPAL
4397 | O | CITY OF NEW DEAL - ADDITIONAL GROUNDWATER DEVELOPMENT | 2020 | 5463 | O |  | CITY OF NEW DEAL - ADDITIONAL GROUNDWATER DEVELOPMENT | GROUNDWATER WELLS & OTHER | OGALLALA AND EDWARDS-TRINITY-HIGH PLAINS AQUIFERS ¦ LUBBOCK | O | GROUNDWATER | GROUNDWATER | NEW DEAL | O | MUNICIPAL
4398 | O | CITY OF SMYER ADDITIONAL CRMWA SUPPLY FROM LEVELLAND | 2030 | 5464 | O |  | CITY OF SMYER ADDITIONAL CRMWA SUPPLY FROM LEVELLAND | OTHER SURFACE WATER | MEREDITH LAKE/RESERVOIR | A | SURFACE WATER | RESERVOIR | COUNTY-OTHER, HOCKLEY | O | MUNICIPAL
4398 | O | CITY OF SMYER ADDITIONAL CRMWA SUPPLY FROM LEVELLAND | 2030 | 5464 | O |  | CITY OF SMYER ADDITIONAL CRMWA SUPPLY FROM LEVELLAND | GROUNDWATER WELLS & OTHER | OGALLALA AQUIFER ¦ ROBERTS | A | GROUNDWATER | GROUNDWATER | COUNTY-OTHER, HOCKLEY | O | MUNICIPAL
2567 | O | GAINES COUNTY - SEMINOLE GROUNDWATER DESALINATION | 2040 | 3566 | O |  | GAINES COUNTY - SEMINOLE GROUNDWATER DESALINATION | GROUNDWATER WELLS & OTHER | DOCKUM AQUIFER ¦ GAINES | O | GROUNDWATER | GROUNDWATER | SEMINOLE | O | MUNICIPAL
2652 | O | LUBBOCK COUNTY - BRACKISH SUPPLEMENTAL WATER SUPPLY FOR BAILEY COUNTY WELL FIELD | 2030 | 5109 | O |  | LUBBOCK COUNTY - LUBBOCK BRACKISH SUPPLEMENTAL WATER SUPPLY FOR BAILEY COUNTY WELL FIELD | GROUNDWATER WELLS & OTHER | DOCKUM AQUIFER ¦ LUBBOCK | O | GROUNDWATER | GROUNDWATER | LUBBOCK | O | MUNICIPAL
2150 | O | LUBBOCK COUNTY - LUBBOCK DIRECT POTABLE REUSE TO SOUTH WATER TREATMENT PLANT | 2070 | 3021 | O |  | LUBBOCK COUNTY - LUBBOCK DIRECT POTABLE REUSE TO SOUTH WATER TREATMENT PLANT | OTHER DIRECT REUSE | DIRECT REUSE | O | REUSE | DIRECT NON-POTABLE REUSE | LUBBOCK | O | MUNICIPAL
2153 | O | LUBBOCK COUNTY - LUBBOCK NORTH FORK DIVERSION AT CR 7300 | 2040 | 3112 | O |  | LUBBOCK COUNTY - LUBBOCK NORTH FORK DIVERSION AT CR 7300 | INDIRECT REUSE | BRAZOS INDIRECT REUSE | O | REUSE | INDIRECT POTABLE REUSE | LUBBOCK | O | MUNICIPAL
2157 | O | LUBBOCK COUNTY - LUBBOCK NORTH FORK DIVERSION TO LAKE ALAN HENRY PUMP STATION | 2040 | 3114 | O |  | LUBBOCK COUNTY - LUBBOCK NORTH FORK DIVERSION TO LAKE ALAN HENRY PUMP STATION | INDIRECT REUSE | BRAZOS INDIRECT REUSE | O | REUSE | INDIRECT POTABLE REUSE | LUBBOCK | O | MUNICIPAL
2172 | O | LUBBOCK COUNTY - LUBBOCK POST RESERVOIR | 2060 | 3122 | O |  | LUBBOCK COUNTY - LUBBOCK POST RESERVOIR | NEW MAJOR RESERVOIR | POST LAKE/RESERVOIR | O | SURFACE WATER | RESERVOIR | LUBBOCK | O | MUNICIPAL
2155 | O | LUBBOCK COUNTY - LUBBOCK SOUTH FORK DISCHARGE | 2030 | 3113 | O |  | LUBBOCK COUNTY - LUBBOCK SOUTH FORK DISCHARGE | INDIRECT REUSE | BRAZOS INDIRECT REUSE | O | REUSE | INDIRECT POTABLE REUSE | LUBBOCK | O | MUNICIPAL
1667 | P | AQUIFER STORAGE AND RECOVERY | 2040 | 2281 | P |  | AQUIFER STORAGE AND RECOVERY | AQUIFER STORAGE & RECOVERY | GULF COAST AQUIFER ASR ¦ JACKSON | P | GROUNDWATER | AQUIFER STORAGE & RECOVERY | LAVACA NAVIDAD RIVER AUTHORITY - UNASSIGNED WATER VOLUMES | P | UNASSIGNED WATER VOLUMES
3835 | P | LAKE TEXANA DREDGING | 2040 | 4732 | P |  | LAKE TEXANA DREDGING | OTHER SURFACE WATER | TEXANA LAKE/RESERVOIR | P | SURFACE WATER | RESERVOIR | LAVACA NAVIDAD RIVER AUTHORITY - UNASSIGNED WATER VOLUMES | P | UNASSIGNED WATER VOLUMES