## 2022SWP RecommendedProjects
Project sponsor region | Project | Online decade | Project sponsors | Capital cost | Project related water management strategy types
A | ADVANCED METERING INFRASTRUCTURE - AMARILLO | 2020 | AMARILLO | 31000000 | MUNICIPAL CONSERVATION
A | ADVANCED TREATMENT (NITRATE REMOVAL) - WELLINGTON | 2020 | WELLINGTON MUNICIPAL WATER SYSTEM | 8262000 | GROUNDWATER WELLS AND OTHER
A | AMARILLO WELLFIELD TO CRMWAII TRANSMISSION PIPELINE - AMARILLO | 2070 | AMARILLO | 92956000 | GROUNDWATER WELLS AND OTHER
A | AQUIFER STORAGE AND RECOVERY - AMARILLO | 2030 | AMARILLO | 11472000 | AQUIFER STORAGE AND RECOVERY; DIRECT POTABLE REUSE
A | AQUIFER STORAGE AND RECOVERY - CRMWA | 2030 | CANADIAN RIVER MUNICIPAL WATER AUTHORITY | 27815000 | AQUIFER STORAGE AND RECOVERY
A | AQUIFER STORAGE AND RECOVERY - PAMPA | 2030 | PAMPA MUNICIPAL WATER SYSTEM | 2183000 | AQUIFER STORAGE AND RECOVERY
A | CRMWA II CRMWA PIPELINE | 2030 | CANADIAN RIVER MUNICIPAL WATER AUTHORITY | 100489000 | GROUNDWATER WELLS AND OTHER
A | CRMWA II SHARED PIPELINE | 2030 | CANADIAN RIVER MUNICIPAL WATER AUTHORITY | 301355000 | GROUNDWATER WELLS AND OTHER
A | DEVELOP DOCKUM AQUIFER SUPPLIES - CANYON | 2030 | CANYON | 4472000 | GROUNDWATER WELLS AND OTHER
A | DEVELOP DOCKUM AQUIFER SUPPLIES - MOORE COUNTY MANUFACTURING | 2050 | MANUFACTURING (MOORE) | 2608000 | GROUNDWATER WELLS AND OTHER
A | DEVELOP NEW WELL FIELD (OGALLALA AQUIFER) - CACTUS | 2020 | CACTUS MUNICIPAL WATER SYSTEM | 16598000 | GROUNDWATER WELLS AND OTHER
A | DEVELOP OGALALLA AQUIFER SUPPLIES - BOOKER | 2040 | BOOKER | 1796000 | GROUNDWATER WELLS AND OTHER
A | DEVELOP OGALLALA AQUIFER IN DONLEY COUNTY - GREENBELT MIWA | 2030 | GREENBELT MUNICIPAL AND INDUSTRIAL WATER AUTHORITY | 17879000 | GROUNDWATER WELLS AND OTHER
A | DEVELOP OGALLALA AQUIFER SUPPLIES - CANYON | 2060 | CANYON | 5093000 | GROUNDWATER WELLS AND OTHER
A | DEVELOP OGALLALA AQUIFER SUPPLIES - DALHART | 2020 | DALHART | 7279000 | GROUNDWATER WELLS AND OTHER
A | DEVELOP OGALLALA AQUIFER SUPPLIES - DUMAS | 2030 | DUMAS | 5560000 | GROUNDWATER WELLS AND OTHER
A | DEVELOP OGALLALA AQUIFER SUPPLIES - GRUVER | 2030 | GRUVER | 891000 | GROUNDWATER WELLS AND OTHER
A | DEVELOP OGALLALA AQUIFER SUPPLIES - MCLEAN | 2030 | MCLEAN MUNICIPAL WATER SUPPLY | 414000 | GROUNDWATER WELLS AND OTHER
A | DEVELOP OGALLALA AQUIFER SUPPLIES - MEMPHIS | 2030 | MEMPHIS | 1128000 | GROUNDWATER WELLS AND OTHER
A | DEVELOP OGALLALA AQUIFER SUPPLIES - MOORE COUNTY MANUFACTURING | 2050 | MANUFACTURING (MOORE) | 1012000 | GROUNDWATER WELLS AND OTHER
A | DEVELOP OGALLALA AQUIFER SUPPLIES - PAMPA | 2040 | PAMPA MUNICIPAL WATER SYSTEM | 4091000 | GROUNDWATER WELLS AND OTHER
A | DEVELOP OGALLALA AQUIFER SUPPLIES - PANHANDLE | 2030 | PANHANDLE MUNICIPAL WATER SYSTEM | 1814000 | GROUNDWATER WELLS AND OTHER
A | DEVELOP OGALLALA AQUIFER SUPPLIES - PERRYTON | 2050 | PERRYTON MUNICIPAL WATER SYSTEM | 9097000 | GROUNDWATER WELLS AND OTHER
A | DEVELOP OGALLALA AQUIFER SUPPLIES - POTTER COUNTY MANUFACTURING | 2040 | MANUFACTURING (POTTER) | 324000 | GROUNDWATER WELLS AND OTHER
A | DEVELOP OGALLALA AQUIFER SUPPLIES - RANDALL COUNTY MANUFACTURING | 2030 | MANUFACTURING (RANDALL) | 386000 | GROUNDWATER WELLS AND OTHER
A | DEVELOP OGALLALA AQUIFER SUPPLIES - SPEARMAN | 2050 | SPEARMAN MUNICIPAL WATER SYSTEM | 2604000 | GROUNDWATER WELLS AND OTHER
A | DEVELOP OGALLALA AQUIFER SUPPLIES - STINNETT | 2050 | STINNETT | 848000 | GROUNDWATER WELLS AND OTHER
A | DEVELOP OGALLALA AQUIFER SUPPLIES - SUNRAY | 2030 | SUNRAY | 4465000 | GROUNDWATER WELLS AND OTHER
A | DEVELOP OGALLALA AQUIFER SUPPLIES - TCW SUPPLY | 2030 | TCW SUPPLY | 3945000 | GROUNDWATER WELLS AND OTHER
A | DEVELOP OGALLALA AQUIFER SUPPLIES - TEXLINE | 2050 | TEXLINE | 495000 | GROUNDWATER WELLS AND OTHER
A | DEVELOP OGALLALA AQUIFER SUPPLIES - WHEELER | 2050 | WHEELER | 2776000 | GROUNDWATER WELLS AND OTHER
A | DEVELOP POTTER/CARSON COUNTY WELL FIELD PHASE I (OGALLALA AQUIFER) - AMARILLO | 2030 | AMARILLO | 29600000 | GROUNDWATER WELLS AND OTHER
A | DEVELOP POTTER/CARSON COUNTY WELL FIELD PHASE II (OGALLALA AQUIFER) - AMARILLO | 2050 | AMARILLO | 29600000 | GROUNDWATER WELLS AND OTHER
A | DEVELOP ROBERTS COUNTY WELL FIELD (OGALLALA AQUIFER) - AMARILLO | 2070 | AMARILLO | 20126000 | GROUNDWATER WELLS AND OTHER
A | DEVELOP SEYMOUR AQUIFER SUPPLIES - WELLINGTON | 2030 | WELLINGTON MUNICIPAL WATER SYSTEM | 1563000 | GROUNDWATER WELLS AND OTHER
A | DIRECT POTABLE REUSE - AMARILLO | 2040 | AMARILLO | 51270000 | AQUIFER STORAGE AND RECOVERY; DIRECT POTABLE REUSE
A | EXPANSION OF ROBERTS COUNTY WELL FIELD (OGALLALA AQUIFER) IN 2024 - CRMWA2 | 2030 | CANADIAN RIVER MUNICIPAL WATER AUTHORITY | 66679000 | GROUNDWATER WELLS AND OTHER
A | IRRIGATION CONSERVATION - ARMSTRONG COUNTY | 2020 | IRRIGATION (ARMSTRONG) | 206924 | AGRICULTURAL CONSERVATION
A | IRRIGATION CONSERVATION - CARSON COUNTY | 2020 | IRRIGATION (CARSON) | 2501489 | AGRICULTURAL CONSERVATION
A | IRRIGATION CONSERVATION - CHILDRESS COUNTY | 2020 | IRRIGATION (CHILDRESS) | 453203 | AGRICULTURAL CONSERVATION
A | IRRIGATION CONSERVATION - COLLINGSWORTH COUNTY | 2020 | IRRIGATION (COLLINGSWORTH) | 1271751 | AGRICULTURAL CONSERVATION
A | IRRIGATION CONSERVATION - DALLAM COUNTY | 2020 | IRRIGATION (DALLAM) | 8083969 | AGRICULTURAL CONSERVATION
A | IRRIGATION CONSERVATION - DONLEY COUNTY | 2020 | IRRIGATION (DONLEY) | 870018 | AGRICULTURAL CONSERVATION
A | IRRIGATION CONSERVATION - GRAY COUNTY | 2020 | IRRIGATION (GRAY) | 987478 | AGRICULTURAL CONSERVATION
A | IRRIGATION CONSERVATION - HALL COUNTY | 2020 | IRRIGATION (HALL) | 816256 | AGRICULTURAL CONSERVATION
A | IRRIGATION CONSERVATION - HANSFORD COUNTY | 2020 | IRRIGATION (HANSFORD) | 4742867 | AGRICULTURAL CONSERVATION
A | IRRIGATION CONSERVATION - HARTLEY COUNTY | 2020 | IRRIGATION (HARTLEY) | 9018439 | AGRICULTURAL CONSERVATION
A | IRRIGATION CONSERVATION - HEMPHILL COUNTY | 2020 | IRRIGATION (HEMPHILL) | 335683 | AGRICULTURAL CONSERVATION
A | IRRIGATION CONSERVATION - HUTCHINSON COUNTY | 2020 | IRRIGATION (HUTCHINSON) | 1152269 | AGRICULTURAL CONSERVATION
A | IRRIGATION CONSERVATION - LIPSCOMB COUNTY | 2020 | IRRIGATION (LIPSCOMB) | 1121165 | AGRICULTURAL CONSERVATION
A | IRRIGATION CONSERVATION - MOORE COUNTY | 2020 | IRRIGATION (MOORE) | 4675364 | AGRICULTURAL CONSERVATION
A | IRRIGATION CONSERVATION - OCHILTREE COUNTY | 2020 | IRRIGATION (OCHILTREE) | 2341044 | AGRICULTURAL CONSERVATION
A | IRRIGATION CONSERVATION - OLDHAM COUNTY | 2020 | IRRIGATION (OLDHAM) | 141967 | AGRICULTURAL CONSERVATION
A | IRRIGATION CONSERVATION - POTTER COUNTY | 2020 | IRRIGATION (POTTER) | 44158 | AGRICULTURAL CONSERVATION
A | IRRIGATION CONSERVATION - RANDALL COUNTY | 2020 | IRRIGATION (RANDALL) | 500354 | AGRICULTURAL CONSERVATION
A | IRRIGATION CONSERVATION - ROBERTS COUNTY | 2020 | IRRIGATION (ROBERTS) | 222399 | AGRICULTURAL CONSERVATION
A | IRRIGATION CONSERVATION - SHERMAN COUNTY | 2020 | IRRIGATION (SHERMAN) | 7394465 | AGRICULTURAL CONSERVATION
A | IRRIGATION CONSERVATION - WHEELER COUNTY | 2020 | IRRIGATION (WHEELER) | 420824 | AGRICULTURAL CONSERVATION
A | NEW GROUNDWATER SOURCE - TURKEY | 2030 | TURKEY MUNICIPAL WATER SYSTEM | 1597000 | GROUNDWATER WELLS AND OTHER
A | REPLACE CAPACITY OF ROBERTS COUNTY WELL FIELD (OGALLALA AQUIFER) IN 2040 - CRMWA | 2040 | CANADIAN RIVER MUNICIPAL WATER AUTHORITY | 30900000 | GROUNDWATER WELLS AND OTHER
A | WATER AUDIT AND LEAK REPAIR - AMARILLO | 2020 | AMARILLO | 170849900 | MUNICIPAL CONSERVATION
A | WATER AUDIT AND LEAK REPAIR - CANYON | 2020 | CANYON | 11725000 | MUNICIPAL CONSERVATION
A | WATER AUDIT AND LEAK REPAIR - DUMAS | 2020 | DUMAS | 14179600 | MUNICIPAL CONSERVATION
A | WATER AUDIT AND LEAK REPAIR - HIGGINS | 2020 | HIGGINS MUNICIPAL WATER SYSTEM | 594500 | MUNICIPAL CONSERVATION
A | WATER AUDIT AND LEAK REPAIR - TURKEY | 2020 | TURKEY MUNICIPAL WATER SYSTEM | 549800 | MUNICIPAL CONSERVATION
B | ADDITIONAL GROUNDATER SUPPLY - BAYLOR COUNTY SUD | 2020 | BAYLOR SUD | 138000 | GROUNDWATER WELLS AND OTHER
B | ADDITIONAL SEYMOUR AQUIFER - VERNON | 2020 | VERNON | 1115000 | GROUNDWATER WELLS AND OTHER
B | ALTERNATIVE COOLING TECHNOLOGY - STEAM ELECTRIC POWER WILBARGER COUNTY | 2020 | STEAM ELECTRIC POWER (WILBARGER) | 101500000 | INDUSTRIAL CONSERVATION
B | AUTOMATED METER INFRASTRUCTURE (AMI) - RED RIVER AUTHORITY | 2030 | RED RIVER AUTHORITY OF TEXAS | 1430000 | MUNICIPAL CONSERVATION
B | CHLORIDE CONTROL PROJECT | 2020 | RED RIVER AUTHORITY OF TEXAS | 69430000 | AGRICULTURAL CONSERVATION
B | INDIRECT REUSE - BOWIE | 2020 | BOWIE | 5123000 | INDIRECT REUSE
B | LAKE RINGGOLD | 2040 | WICHITA FALLS | 442867000 | NEW MAJOR RESERVOIR
B | MINING CONSERVATION - ARCHER | 2020 | MINING (ARCHER) | 1137000 | INDUSTRIAL CONSERVATION
B | MINING CONSERVATION - BAYLOR | 2020 | MINING (BAYLOR) | 38000 | INDUSTRIAL CONSERVATION
B | MINING CONSERVATION - CLAY | 2020 | MINING (CLAY) | 1852000 | INDUSTRIAL CONSERVATION
B | MINING CONSERVATION - COTTLE | 2020 | MINING (COTTLE) | 94000 | INDUSTRIAL CONSERVATION
B | MINING CONSERVATION - FOARD | 2020 | MINING (FOARD) | 28000 | INDUSTRIAL CONSERVATION
B | MINING CONSERVATION - HARDEMAN | 2020 | MINING (HARDEMAN) | 47000 | INDUSTRIAL CONSERVATION
B | MINING CONSERVATION - KING | 2020 | MINING (KING) | 893000 | INDUSTRIAL CONSERVATION
B | MINING CONSERVATION - MONTAGUE | 2020 | MINING (MONTAGUE) | 8554000 | INDUSTRIAL CONSERVATION
B | MINING CONSERVATION - WICHITA | 2020 | MINING (WICHITA) | 150000 | INDUSTRIAL CONSERVATION
B | MINING CONSERVATION - WILBARGER | 2020 | MINING (WILBARGER) | 47000 | INDUSTRIAL CONSERVATION
B | TREATED WATER LINE - RRA CLAY COUNTY | 2020 | RED RIVER AUTHORITY OF TEXAS | 3546000 | INDIRECT REUSE
B | WATER CONSERVATION (REPLACE TRANSMISSION PIPELINE) - VERNON | 2020 | VERNON | 8820000 | MUNICIPAL CONSERVATION
B | WCWID NO. 2 CANAL CONVERSION TO PIPELINE | 2020 | WICHITA WCID #2 | 9713000 | AGRICULTURAL CONSERVATION
C | ALEDO - PARALLEL PIPELINE & PUMP STATION EXPANSION FROM FORT WORTH | 2060 | ALEDO | 9382000 | AQUIFER STORAGE AND RECOVERY; GROUNDWATER WELLS AND OTHER; INDIRECT REUSE; NEW MAJOR RESERVOIR; OTHER SURFACE WATER
C | ALVORD - CONNECT TO WEST WISE SUD | 2030 | ALVORD | 6790000 | AQUIFER STORAGE AND RECOVERY; INDIRECT REUSE; NEW MAJOR RESERVOIR; OTHER SURFACE WATER
C | ANNA - NEW WELL(S) IN WOODBINE AQUIFER | 2020 | ANNA | 2846000 | GROUNDWATER WELLS AND OTHER
C | ANNETTA - CONNECT TO WEATHERFORD | 2030 | ANNETTA | 3985000 | AQUIFER STORAGE AND RECOVERY; INDIRECT REUSE; NEW MAJOR RESERVOIR; OTHER SURFACE WATER
C | ARGYLE WSC - NEW WELL(S) IN TRINITY AQUIFER | 2020 | ARGYLE WSC | 2955000 | GROUNDWATER WELLS AND OTHER
C | ARLEDGE RIDGE WSC - NEW WELL(S) IN WOODBINE AQUIFER | 2040 | ARLEDGE RIDGE WSC | 4537000 | GROUNDWATER WELLS AND OTHER
C | ATHENS MWA - NEW WELLS PHASE I | 2020 | ATHENS MUNICIPAL WATER AUTHORITY | 15151000 | GROUNDWATER WELLS AND OTHER
C | ATHENS MWA - NEW WELLS PHASE II | 2020 | ATHENS MUNICIPAL WATER AUTHORITY | 2573000 | GROUNDWATER WELLS AND OTHER
C | ATHENS MWA - WTP INFRASTRUCTURE IMPROVEMENTS | 2020 | ATHENS MUNICIPAL WATER AUTHORITY | 65000 | INDIRECT REUSE
C | AZLE - 4 MGD WTP EXPANSION | 2020 | AZLE | 25410000 | GROUNDWATER WELLS AND OTHER; INDIRECT REUSE; NEW MAJOR RESERVOIR; OTHER SURFACE WATER
C | B H P WSC - DIRECT CONNECTION TO NTWMD | 2020 | B H P WSC | 3108000 | OTHER SURFACE WATER
C | BELLS - NEW WELL(S) IN WOODBINE AQUIFER | 2030 | BELLS | 822000 | GROUNDWATER WELLS AND OTHER
C | BENBROOK - 3 MGD WTP EXPANSION | 2030 | BENBROOK WATER AUTHORITY | 14102000 | GROUNDWATER WELLS AND OTHER; INDIRECT REUSE; NEW MAJOR RESERVOIR; OTHER SURFACE WATER
C | BLACK ROCK WSC - NEW WELL(S) IN TRINITY AQUIFER | 2050 | BLACK ROCK WSC | 2259000 | GROUNDWATER WELLS AND OTHER
C | BLACKLAND WSC - DIRECT CONNECTION TO NTWMD | 2030 | BLACKLAND WSC | 6804000 | INDIRECT REUSE; NEW MAJOR RESERVOIR; OTHER SURFACE WATER
C | BLUE RIDGE - CONNECT TO AND PURCHASE WATER FROM NTWMD | 2030 | BLUE RIDGE | 5795000 | NEW MAJOR RESERVOIR
C | BLUE RIDGE - INCREASE DELIVERY INFRASTRUCTURE FROM NTWMD-PHASE I | 2040 | BLUE RIDGE | 6890000 | NEW MAJOR RESERVOIR
C | BLUE RIDGE - INCREASE DELIVERY INFRASTRUCTURE FROM NTWMD-PHASE II | 2060 | BLUE RIDGE | 6871000 | NEW MAJOR RESERVOIR
C | BOIS D'ARC MUD - CONNECT TO NTWMD | 2030 | BOIS D ARC MUD | 4108000 | NEW MAJOR RESERVOIR
C | BOLIVAR WSC - NEW WELL(S) IN TRINITY AQUIFER | 2020 | BOLIVAR WSC | 2955000 | GROUNDWATER WELLS AND OTHER
C | BRIDGEPORT - 1 MGD WTP EXPANSION | 2070 | BRIDGEPORT | 8651000 | GROUNDWATER WELLS AND OTHER; INDIRECT REUSE; NEW MAJOR RESERVOIR; OTHER SURFACE WATER
C | BRIDGEPORT - 2 MGD WTP EXPANSION | 2060 | BRIDGEPORT | 11377000 | GROUNDWATER WELLS AND OTHER; INDIRECT REUSE; NEW MAJOR RESERVOIR; OTHER SURFACE WATER
C | BRIDGEPORT - EXPAND CAPACITY OF LAKE INTAKE AND PUMP STATION | 2050 | BRIDGEPORT | 1421000 | GROUNDWATER WELLS AND OTHER; INDIRECT REUSE; NEW MAJOR RESERVOIR; OTHER SURFACE WATER
C | BURLESON - ADDITIONAL INFRASTRUCTURE FROM FT WORTH | 2050 | BURLESON | 4688000 | INDIRECT REUSE
C | CASH WSC - ADDITIONAL DELIVERY INFRASTRUCTURE FROM NTMWD | 2020 | CASH SUD | 7888000 | OTHER SURFACE WATER
C | CELINA - CONNECT TO AND PURCHASE WATER FROM NTMWD | 2030 | CELINA | 17491000 | INDIRECT REUSE; NEW MAJOR RESERVOIR; OTHER SURFACE WATER
C | CHICO - ADDITIONAL DELIVERY INFRASTRUCTURE FROM WEST WISE SUD | 2040 | CHICO | 4422000 | AQUIFER STORAGE AND RECOVERY; GROUNDWATER WELLS AND OTHER; INDIRECT REUSE; NEW MAJOR RESERVOIR; OTHER SURFACE WATER
C | COLLEGE MOUND - ADDITIONAL DELIVERY INFRASTRUCTURE FROM TERRELL | 2070 | COLLEGE MOUND WSC | 5078000 | INDIRECT REUSE; NEW MAJOR RESERVOIR; OTHER SURFACE WATER
C | CONSERVATION, WATER LOSS CONSERVATION - DESERT WSC | 2020 | DESERT WSC | 11979 | MUNICIPAL CONSERVATION
C | CONSERVATION, WATER LOSS CONSERVATION - DOGWOOD ESTATES WATER | 2020 | DOGWOOD ESTATES WATER | 4765 | MUNICIPAL CONSERVATION
C | CONSERVATION, WATER LOSS CONSERVATION - SOUTH ELLIS COUNTY WSC | 2020 | SOUTH ELLIS COUNTY WSC | 14796 | MUNICIPAL CONSERVATION
C | CONSERVATION, WATER LOSS CONTROL - ABLES SPRINGS WSC | 2020 | ABLES SPRINGS WSC | 14562 | MUNICIPAL CONSERVATION
C | CONSERVATION, WATER LOSS CONTROL - ADDISON | 2020 | ADDISON | 1315440 | MUNICIPAL CONSERVATION
C | CONSERVATION, WATER LOSS CONTROL - ALEDO | 2020 | ALEDO | 27245 | MUNICIPAL CONSERVATION
C | CONSERVATION, WATER LOSS CONTROL - ALLEN | 2020 | ALLEN | 1516556 | MUNICIPAL CONSERVATION
C | CONSERVATION, WATER LOSS CONTROL - ALVORD | 2020 | ALVORD | 5247 | MUNICIPAL CONSERVATION
C | CONSERVATION, WATER LOSS CONTROL - ANNA | 2020 | ANNA | 164611 | MUNICIPAL CONSERVATION
C | CONSERVATION, WATER LOSS CONTROL - ANNETTA | 2020 | ANNETTA | 11234 | MUNICIPAL CONSERVATION
C | CONSERVATION, WATER LOSS CONTROL - ARGYLE WSC | 2020 | ARGYLE WSC | 310357 | MUNICIPAL CONSERVATION
C | CONSERVATION, WATER LOSS CONTROL - ARLEDGE RIDGE WSC | 2020 | ARLEDGE RIDGE WSC | 2763 | MUNICIPAL CONSERVATION
C | CONSERVATION, WATER LOSS CONTROL - ARLINGTON | 2020 | ARLINGTON | 8740436 | MUNICIPAL CONSERVATION
C | CONSERVATION, WATER LOSS CONTROL - ATHENS | 2020 | ATHENS | 418536 | MUNICIPAL CONSERVATION
C | CONSERVATION, WATER LOSS CONTROL - AUBREY | 2020 | AUBREY | 47811 | MUNICIPAL CONSERVATION
C | CONSERVATION, WATER LOSS CONTROL - AVALON WATER SUPPLY AND SEWER SERVICE | 2020 | AVALON WATER SUPPLY AND SEWER SERVICE | 8624 | MUNICIPAL CONSERVATION
C | CONSERVATION, WATER LOSS CONTROL - AZLE | 2020 | AZLE | 269308 | MUNICIPAL CONSERVATION
C | CONSERVATION, WATER LOSS CONTROL - B AND B WSC | 2020 | B AND B WSC | 5528 | MUNICIPAL CONSERVATION
C | CONSERVATION, WATER LOSS CONTROL - BALCH SPRINGS | 2020 | BALCH SPRINGS | 229772 | MUNICIPAL CONSERVATION
C | CONSERVATION, WATER LOSS CONTROL - BEAR CREEK SUD | 2020 | BEAR CREEK SUD | 55186 | MUNICIPAL CONSERVATION
C | CONSERVATION, WATER LOSS CONTROL - BECKER JIBA WSC | 2020 | BECKER JIBA WSC | 15523 | MUNICIPAL CONSERVATION
C | CONSERVATION, WATER LOSS CONTROL - BEDFORD | 2020 | BEDFORD | 1762821 | MUNICIPAL CONSERVATION
C | CONSERVATION, WATER LOSS CONTROL - BELLS | 2020 | BELLS | 292347 | MUNICIPAL CONSERVATION
C | CONSERVATION, WATER LOSS CONTROL - BENBROOK | 2020 | BENBROOK WATER AUTHORITY | 273621 | MUNICIPAL CONSERVATION
C | CONSERVATION, WATER LOSS CONTROL - BETHEL-ASH WSC | 2020 | BETHEL ASH WSC | 5087 | MUNICIPAL CONSERVATION
C | CONSERVATION, WATER LOSS CONTROL - BETHESDA WSC | 2020 | BETHESDA WSC | 197156 | MUNICIPAL CONSERVATION
C | CONSERVATION, WATER LOSS CONTROL - BLACK ROCK WSC | 2020 | BLACK ROCK WSC | 17593 | MUNICIPAL CONSERVATION
C | CONSERVATION, WATER LOSS CONTROL - BLACKLAND WSC | 2020 | BLACKLAND WSC | 292347 | MUNICIPAL CONSERVATION
C | CONSERVATION, WATER LOSS CONTROL - BLOOMING GROVE | 2020 | BLOOMING GROVE | 12881 | MUNICIPAL CONSERVATION
C | CONSERVATION, WATER LOSS CONTROL - BLUE RIDGE | 2020 | BLUE RIDGE | 55892 | MUNICIPAL CONSERVATION
C | CONSERVATION, WATER LOSS CONTROL - BOIS D ARC MUD | 2020 | BOIS D ARC MUD | 8698 | MUNICIPAL CONSERVATION
C | CONSERVATION, WATER LOSS CONTROL - BOLIVAR WSC | 2020 | BOLIVAR WSC | 51327 | MUNICIPAL CONSERVATION
C | CONSERVATION, WATER LOSS CONTROL - BONHAM | 2020 | BONHAM | 72634 | MUNICIPAL CONSERVATION
C | CONSERVATION, WATER LOSS CONTROL - BOYD | 2020 | BOYD | 4837 | MUNICIPAL CONSERVATION
C | CONSERVATION, WATER LOSS CONTROL - BRIDGEPORT | 2020 | BRIDGEPORT | 39597 | MUNICIPAL CONSERVATION
C | CONSERVATION, WATER LOSS CONTROL - BUENA VISTA - BETHEL SUD | 2020 | BUENA VISTA-BETHEL SUD | 29027 | MUNICIPAL CONSERVATION
C | CONSERVATION, WATER LOSS CONTROL - BURLESON | 2020 | BURLESON | 132685 | MUNICIPAL CONSERVATION
C | CONSERVATION, WATER LOSS CONTROL - BUTLER WSC | 2020 | BUTLER WSC | 4404 | MUNICIPAL CONSERVATION
C | CONSERVATION, WATER LOSS CONTROL - CADDO BASIN SUD | 2020 | CADDO BASIN SUD | 5095 | MUNICIPAL CONSERVATION
C | CONSERVATION, WATER LOSS CONTROL - CALLISBURG WSC | 2020 | CALLISBURG WSC | 2975 | MUNICIPAL CONSERVATION
C | CONSERVATION, WATER LOSS CONTROL - CARROLLTON | 2020 | CARROLLTON | 2096860 | MUNICIPAL CONSERVATION
C | CONSERVATION, WATER LOSS CONTROL - CASH SUD | 2020 | CASH SUD | 2304 | MUNICIPAL CONSERVATION
C | CONSERVATION, WATER LOSS CONTROL - CEDAR HILL | 2020 | CEDAR HILL | 673056 | MUNICIPAL CONSERVATION
C | CONSERVATION, WATER LOSS CONTROL - CELINA | 2020 | CELINA | 384870 | MUNICIPAL CONSERVATION
C | CONSERVATION, WATER LOSS CONTROL - CHATFIELD WSC | 2020 | CHATFIELD WSC | 12274 | MUNICIPAL CONSERVATION
C | CONSERVATION, WATER LOSS CONTROL - CHICO | 2020 | CHICO | 7070 | MUNICIPAL CONSERVATION
C | CONSERVATION, WATER LOSS CONTROL - COCKRELL HILL | 2020 | COCKRELL HILL | 13114 | MUNICIPAL CONSERVATION
C | CONSERVATION, WATER LOSS CONTROL - COLLEGE MOUND WSC | 2020 | COLLEGE MOUND WSC | 37197 | MUNICIPAL CONSERVATION
C | CONSERVATION, WATER LOSS CONTROL - COLLEYVILLE | 2020 | COLLEYVILLE | 1615494 | MUNICIPAL CONSERVATION
C | CONSERVATION, WATER LOSS CONTROL - COLLIN COUNTY | 2020 | COUNTY-OTHER (COLLIN) | 19179 | MUNICIPAL CONSERVATION
C | CONSERVATION, WATER LOSS CONTROL - COLLINSVILLE | 2020 | COLLINSVILLE | 16010 | MUNICIPAL CONSERVATION
C | CONSERVATION, WATER LOSS CONTROL - COMBINE WSC | 2020 | COMBINE WSC | 30127 | MUNICIPAL CONSERVATION
C | CONSERVATION, WATER LOSS CONTROL - COMMUNITY WSC | 2020 | COMMUNITY WSC | 6859 | MUNICIPAL CONSERVATION
C | CONSERVATION, WATER LOSS CONTROL - COOKE COUNTY | 2020 | COUNTY-OTHER (COOKE) | 17725 | MUNICIPAL CONSERVATION
C | CONSERVATION, WATER LOSS CONTROL - COPEVILLE SUD | 2020 | COPEVILLE SUD | 19436 | MUNICIPAL CONSERVATION
C | CONSERVATION, WATER LOSS CONTROL - COPPELL | 2020 | COPPELL | 1367318 | MUNICIPAL CONSERVATION
C | CONSERVATION, WATER LOSS CONTROL - CORBET WSC | 2020 | CORBET WSC | 4543 | MUNICIPAL CONSERVATION
C | CONSERVATION, WATER LOSS CONTROL - CORINTH | 2020 | CORINTH | 335099 | MUNICIPAL CONSERVATION
C | CONSERVATION, WATER LOSS CONTROL - CORSICANA | 2020 | CORSICANA | 620621 | MUNICIPAL CONSERVATION
C | CONSERVATION, WATER LOSS CONTROL - CRANDALL | 2020 | CRANDALL | 33260 | MUNICIPAL CONSERVATION
C | CONSERVATION, WATER LOSS CONTROL - CRESCENT HEIGHTS WSC | 2020 | CRESCENT HEIGHTS WSC | 8820 | MUNICIPAL CONSERVATION
C | CONSERVATION, WATER LOSS CONTROL - CROSS TIMBERS WSC | 2020 | CROSS TIMBERS WSC | 160638 | MUNICIPAL CONSERVATION
C | CONSERVATION, WATER LOSS CONTROL - CROWLEY | 2020 | CROWLEY | 118084 | MUNICIPAL CONSERVATION
C | CONSERVATION, WATER LOSS CONTROL - CULLEOKA WSC | 2020 | CULLEOKA WSC | 41495 | MUNICIPAL CONSERVATION
C | CONSERVATION, WATER LOSS CONTROL - DALLAS | 2020 | DALLAS | 16933907 | MUNICIPAL CONSERVATION
C | CONSERVATION, WATER LOSS CONTROL - DALLAS COUNTY | 2020 | COUNTY-OTHER (DALLAS) | 57338 | MUNICIPAL CONSERVATION
C | CONSERVATION, WATER LOSS CONTROL - DALWORTHINGTON GARDENS | 2020 | DALWORTHINGTON GARDENS | 41616 | MUNICIPAL CONSERVATION
C | CONSERVATION, WATER LOSS CONTROL - DAWSON | 2020 | DAWSON | 9479 | MUNICIPAL CONSERVATION
C | CONSERVATION, WATER LOSS CONTROL - DECATUR | 2020 | DECATUR | 278594 | MUNICIPAL CONSERVATION
C | CONSERVATION, WATER LOSS CONTROL - DENISON | 2020 | DENISON | 698755 | MUNICIPAL CONSERVATION
C | CONSERVATION, WATER LOSS CONTROL - DENTON | 2020 | DENTON | 4636961 | MUNICIPAL CONSERVATION
C | CONSERVATION, WATER LOSS CONTROL - DENTON COUNTY | 2020 | COUNTY-OTHER (DENTON) | 47949 | MUNICIPAL CONSERVATION
C | CONSERVATION, WATER LOSS CONTROL - DENTON COUNTY FWSD #10 | 2020 | DENTON COUNTY FWSD 10 | 967900 | MUNICIPAL CONSERVATION
C | CONSERVATION, WATER LOSS CONTROL - DENTON COUNTY FWSD #1A | 2020 | DENTON COUNTY FWSD 1-A | 565854 | MUNICIPAL CONSERVATION
C | CONSERVATION, WATER LOSS CONTROL - DENTON COUNTY FWSD #7 | 2020 | DENTON COUNTY FWSD 7 | 178667 | MUNICIPAL CONSERVATION
C | CONSERVATION, WATER LOSS CONTROL - DESOTO | 2020 | DESOTO | 263044 | MUNICIPAL CONSERVATION
C | CONSERVATION, WATER LOSS CONTROL - DORCHESTER | 2020 | DORCHESTER | 5172 | MUNICIPAL CONSERVATION
C | CONSERVATION, WATER LOSS CONTROL - DUNCANVILLE | 2020 | DUNCANVILLE | 615654 | MUNICIPAL CONSERVATION
C | CONSERVATION, WATER LOSS CONTROL - EAST CEDAR CREEK FWSD | 2020 | EAST CEDAR CREEK FWSD | 110198 | MUNICIPAL CONSERVATION
C | CONSERVATION, WATER LOSS CONTROL - EAST FORK SUD | 2020 | EAST FORK SUD | 526225 | MUNICIPAL CONSERVATION
C | CONSERVATION, WATER LOSS CONTROL - EAST GARRETT WSC | 2020 | EAST GARRETT WSC | 6179 | MUNICIPAL CONSERVATION
C | CONSERVATION, WATER LOSS CONTROL - EDGECLIFF VILLAGE | 2020 | EDGECLIFF | 76154 | MUNICIPAL CONSERVATION
C | CONSERVATION, WATER LOSS CONTROL - ELLIS COUNTY | 2020 | COUNTY-OTHER (ELLIS) | 7089 | MUNICIPAL CONSERVATION
C | CONSERVATION, WATER LOSS CONTROL - ELMO WSC | 2020 | ELMO WSC | 3802 | MUNICIPAL CONSERVATION
C | CONSERVATION, WATER LOSS CONTROL - ENNIS | 2020 | ENNIS | 612128 | MUNICIPAL CONSERVATION
C | CONSERVATION, WATER LOSS CONTROL - EULESS | 2020 | EULESS | 1524130 | MUNICIPAL CONSERVATION
C | CONSERVATION, WATER LOSS CONTROL - EUSTACE | 2020 | EUSTACE | 7675 | MUNICIPAL CONSERVATION
C | CONSERVATION, WATER LOSS CONTROL - EVERMAN | 2020 | EVERMAN | 51306 | MUNICIPAL CONSERVATION
C | CONSERVATION, WATER LOSS CONTROL - FAIRFIELD | 2020 | FAIRFIELD | 84573 | MUNICIPAL CONSERVATION
C | CONSERVATION, WATER LOSS CONTROL - FAIRVIEW | 2020 | FAIRVIEW | 205518 | MUNICIPAL CONSERVATION
C | CONSERVATION, WATER LOSS CONTROL - FANNIN COUNTY | 2020 | COUNTY-OTHER (FANNIN) | 13853 | MUNICIPAL CONSERVATION
C | CONSERVATION, WATER LOSS CONTROL - FARMERS BRANCH | 2020 | FARMERS BRANCH | 744659 | MUNICIPAL CONSERVATION
C | CONSERVATION, WATER LOSS CONTROL - FARMERSVILLE | 2020 | FARMERSVILLE | 105003 | MUNICIPAL CONSERVATION
C | CONSERVATION, WATER LOSS CONTROL - FATE | 2020 | FATE | 404091 | MUNICIPAL CONSERVATION
C | CONSERVATION, WATER LOSS CONTROL - FERRIS | 2020 | FERRIS | 31341 | MUNICIPAL CONSERVATION
C | CONSERVATION, WATER LOSS CONTROL - FILES VALLEY WSC | 2020 | FILES VALLEY WSC | 2291 | MUNICIPAL CONSERVATION
C | CONSERVATION, WATER LOSS CONTROL - FLOWER MOUND | 2020 | FLOWER MOUND | 3422971 | MUNICIPAL CONSERVATION
C | CONSERVATION, WATER LOSS CONTROL - FOREST HILL | 2020 | FOREST HILL | 191853 | MUNICIPAL CONSERVATION
C | CONSERVATION, WATER LOSS CONTROL - FORNEY | 2020 | FORNEY | 219451 | MUNICIPAL CONSERVATION
C | CONSERVATION, WATER LOSS CONTROL - FORNEY LAKE WSC | 2020 | FORNEY LAKE WSC | 103609 | MUNICIPAL CONSERVATION
C | CONSERVATION, WATER LOSS CONTROL - FORT WORTH | 2020 | FORT WORTH | 195851589 | MUNICIPAL CONSERVATION
C | CONSERVATION, WATER LOSS CONTROL - FREESTONE COUNTY | 2020 | COUNTY-OTHER (FREESTONE) | 9159 | MUNICIPAL CONSERVATION
C | CONSERVATION, WATER LOSS CONTROL - FRISCO | 2020 | FRISCO | 8759700 | MUNICIPAL CONSERVATION
C | CONSERVATION, WATER LOSS CONTROL - FROGNOT WSC | 2020 | FROGNOT WSC | 8218 | MUNICIPAL CONSERVATION
C | CONSERVATION, WATER LOSS CONTROL - GAINESVILLE | 2020 | GAINESVILLE | 339073 | MUNICIPAL CONSERVATION
C | CONSERVATION, WATER LOSS CONTROL - GARLAND | 2020 | GARLAND | 6779585 | MUNICIPAL CONSERVATION
C | CONSERVATION, WATER LOSS CONTROL - GASTONIA-SCURRY SUD | 2020 | GASTONIA SCURRY SUD | 40309 | MUNICIPAL CONSERVATION
C | CONSERVATION, WATER LOSS CONTROL - GLENN HEIGHTS | 2020 | GLENN HEIGHTS | 86942 | MUNICIPAL CONSERVATION
C | CONSERVATION, WATER LOSS CONTROL - GRAND PRAIRIE | 2020 | GRAND PRAIRIE | 1521652 | MUNICIPAL CONSERVATION
C | CONSERVATION, WATER LOSS CONTROL - GRAPEVINE | 2020 | GRAPEVINE | 3773715 | MUNICIPAL CONSERVATION
C | CONSERVATION, WATER LOSS CONTROL - GRAYSON COUNTY | 2020 | COUNTY-OTHER (GRAYSON) | 17821 | MUNICIPAL CONSERVATION
C | CONSERVATION, WATER LOSS CONTROL - GUNTER | 2020 | GUNTER | 22898 | MUNICIPAL CONSERVATION
C | CONSERVATION, WATER LOSS CONTROL - HACKBERRY | 2020 | HACKBERRY | 15159 | MUNICIPAL CONSERVATION
C | CONSERVATION, WATER LOSS CONTROL - HALTOM CITY | 2020 | HALTOM CITY | 761824 | MUNICIPAL CONSERVATION
C | CONSERVATION, WATER LOSS CONTROL - HASLET | 2020 | HASLET | 72056 | MUNICIPAL CONSERVATION
C | CONSERVATION, WATER LOSS CONTROL - HEATH | 2020 | HEATH | 662052 | MUNICIPAL CONSERVATION
C | CONSERVATION, WATER LOSS CONTROL - HENDERSON COUNTY | 2020 | COUNTY-OTHER (HENDERSON) | 4793 | MUNICIPAL CONSERVATION
C | CONSERVATION, WATER LOSS CONTROL - HIGH POINT WSC | 2020 | HIGH POINT WSC | 10172 | MUNICIPAL CONSERVATION
C | CONSERVATION, WATER LOSS CONTROL - HIGHLAND PARK | 2020 | HIGHLAND PARK | 411107 | MUNICIPAL CONSERVATION
C | CONSERVATION, WATER LOSS CONTROL - HIGHLAND VILLAGE | 2020 | HIGHLAND VILLAGE | 637042 | MUNICIPAL CONSERVATION
C | CONSERVATION, WATER LOSS CONTROL - HONEY GROVE | 2020 | HONEY GROVE | 25668 | MUNICIPAL CONSERVATION
C | CONSERVATION, WATER LOSS CONTROL - HORSESHOE BEND WATER SYSTEM | 2020 | HORSESHOE BEND WATER SYSTEM | 12104 | MUNICIPAL CONSERVATION
C | CONSERVATION, WATER LOSS CONTROL - HOWE | 2020 | HOWE | 28900 | MUNICIPAL CONSERVATION
C | CONSERVATION, WATER LOSS CONTROL - HUDSON OAKS | 2020 | HUDSON OAKS | 170437 | MUNICIPAL CONSERVATION
C | CONSERVATION, WATER LOSS CONTROL - HURST | 2020 | HURST | 1062568 | MUNICIPAL CONSERVATION
C | CONSERVATION, WATER LOSS CONTROL - HUTCHINS | 2020 | HUTCHINS | 415355 | MUNICIPAL CONSERVATION
C | CONSERVATION, WATER LOSS CONTROL - IRVING | 2020 | IRVING | 2126293 | MUNICIPAL CONSERVATION
C | CONSERVATION, WATER LOSS CONTROL - ITALY | 2020 | ITALY | 7419 | MUNICIPAL CONSERVATION
C | CONSERVATION, WATER LOSS CONTROL - JACK COUNTY | 2020 | COUNTY-OTHER (JACK) | 12542 | MUNICIPAL CONSERVATION
C | CONSERVATION, WATER LOSS CONTROL - JACKSBORO | 2020 | JACKSBORO | 17449 | MUNICIPAL CONSERVATION
C | CONSERVATION, WATER LOSS CONTROL - JOHNSON COUNTY SUD | 2020 | JOHNSON COUNTY SUD | 6197 | MUNICIPAL CONSERVATION
C | CONSERVATION, WATER LOSS CONTROL - JOSEPHINE | 2020 | JOSEPHINE | 26276 | MUNICIPAL CONSERVATION
C | CONSERVATION, WATER LOSS CONTROL - JUSTIN | 2020 | JUSTIN | 68869 | MUNICIPAL CONSERVATION
C | CONSERVATION, WATER LOSS CONTROL - KAUFMAN | 2020 | KAUFMAN | 70962 | MUNICIPAL CONSERVATION
C | CONSERVATION, WATER LOSS CONTROL - KAUFMAN COUNTY | 2020 | COUNTY-OTHER (KAUFMAN) | 2712 | MUNICIPAL CONSERVATION
C | CONSERVATION, WATER LOSS CONTROL - KAUFMAN COUNTY DEVELOPMENT DISTRICT 1 | 2020 | KAUFMAN COUNTY DEVELOPMENT DISTRICT 1 | 25007 | MUNICIPAL CONSERVATION
C | CONSERVATION, WATER LOSS CONTROL - KAUFMAN COUNTY MUD 11 | 2020 | KAUFMAN COUNTY MUD 11 | 81738 | MUNICIPAL CONSERVATION
C | CONSERVATION, WATER LOSS CONTROL - KELLER | 2020 | KELLER | 1328066 | MUNICIPAL CONSERVATION
C | CONSERVATION, WATER LOSS CONTROL - KEMP | 2020 | KEMP | 13716 | MUNICIPAL CONSERVATION
C | CONSERVATION, WATER LOSS CONTROL - KENNEDALE | 2020 | KENNEDALE | 172467 | MUNICIPAL CONSERVATION
C | CONSERVATION, WATER LOSS CONTROL - KENTUCKY TOWN WSC | 2020 | KENTUCKYTOWN WSC | 18044 | MUNICIPAL CONSERVATION
C | CONSERVATION, WATER LOSS CONTROL - KERENS | 2020 | KERENS | 6764 | MUNICIPAL CONSERVATION
C | CONSERVATION, WATER LOSS CONTROL - KRUM | 2020 | KRUM | 118516 | MUNICIPAL CONSERVATION
C | CONSERVATION, WATER LOSS CONTROL - LADONIA | 2020 | LADONIA | 1864 | MUNICIPAL CONSERVATION
C | CONSERVATION, WATER LOSS CONTROL - LAKE CITIES MUA | 2020 | LAKE CITIES MUNICIPAL UTILITY AUTHORITY | 316302 | MUNICIPAL CONSERVATION
C | CONSERVATION, WATER LOSS CONTROL - LAKE KIOWA SUD | 2020 | LAKE KIOWA SUD | 148550 | MUNICIPAL CONSERVATION
C | CONSERVATION, WATER LOSS CONTROL - LAKE WORTH | 2020 | LAKE WORTH | 2384665 | MUNICIPAL CONSERVATION
C | CONSERVATION, WATER LOSS CONTROL - LAKESIDE | 2020 | LAKESIDE | 9846 | MUNICIPAL CONSERVATION
C | CONSERVATION, WATER LOSS CONTROL - LANCASTER | 2020 | LANCASTER | 1308675 | MUNICIPAL CONSERVATION
C | CONSERVATION, WATER LOSS CONTROL - LEONARD | 2020 | LEONARD | 19291 | MUNICIPAL CONSERVATION
C | CONSERVATION, WATER LOSS CONTROL - LEWISVILLE | 2020 | LEWISVILLE | 1437939 | MUNICIPAL CONSERVATION
C | CONSERVATION, WATER LOSS CONTROL - LINDSAY | 2020 | LINDSAY | 15743 | MUNICIPAL CONSERVATION
C | CONSERVATION, WATER LOSS CONTROL - LITTLE ELM | 2020 | LITTLE ELM | 361083 | MUNICIPAL CONSERVATION
C | CONSERVATION, WATER LOSS CONTROL - LUCAS | 2020 | LUCAS | 112910 | MUNICIPAL CONSERVATION
C | CONSERVATION, WATER LOSS CONTROL - LUELLA SUD | 2020 | LUELLA SUD | 23749 | MUNICIPAL CONSERVATION
C | CONSERVATION, WATER LOSS CONTROL - M-E-N WSC | 2020 | M E N WSC | 24737 | MUNICIPAL CONSERVATION
C | CONSERVATION, WATER LOSS CONTROL - MABANK | 2020 | MABANK | 134425 | MUNICIPAL CONSERVATION
C | CONSERVATION, WATER LOSS CONTROL - MALAKOFF | 2020 | MALAKOFF | 22166 | MUNICIPAL CONSERVATION
C | CONSERVATION, WATER LOSS CONTROL - MANSFIELD | 2020 | MANSFIELD | 3734784 | MUNICIPAL CONSERVATION
C | CONSERVATION, WATER LOSS CONTROL - MARILEE SUD | 2020 | MARILEE SUD | 1169389 | MUNICIPAL CONSERVATION
C | CONSERVATION, WATER LOSS CONTROL - MARKOUT WSC | 2020 | MARKOUT WSC | 35133 | MUNICIPAL CONSERVATION
C | CONSERVATION, WATER LOSS CONTROL - MCKINNEY | 2020 | MCKINNEY | 775316 | MUNICIPAL CONSERVATION
C | CONSERVATION, WATER LOSS CONTROL - MELISSA | 2020 | MELISSA | 177086 | MUNICIPAL CONSERVATION
C | CONSERVATION, WATER LOSS CONTROL - MESQUITE | 2020 | MESQUITE | 3709960 | MUNICIPAL CONSERVATION
C | CONSERVATION, WATER LOSS CONTROL - MIDLOTHIAN | 2020 | MIDLOTHIAN | 719507 | MUNICIPAL CONSERVATION
C | CONSERVATION, WATER LOSS CONTROL - MILLIGAN WSC | 2020 | MILLIGAN WSC | 63934 | MUNICIPAL CONSERVATION
C | CONSERVATION, WATER LOSS CONTROL - MINERAL WELLS | 2020 | MINERAL WELLS | 7493 | MUNICIPAL CONSERVATION
C | CONSERVATION, WATER LOSS CONTROL - MOUNT ZION WSC | 2020 | MOUNT ZION WSC | 61736 | MUNICIPAL CONSERVATION
C | CONSERVATION, WATER LOSS CONTROL - MOUNTAIN PEAK SUD | 2020 | MOUNTAIN PEAK SUD | 110785 | MUNICIPAL CONSERVATION
C | CONSERVATION, WATER LOSS CONTROL - MOUNTAIN SPRING WSC | 2020 | MOUNTAIN SPRINGS WSC | 24567 | MUNICIPAL CONSERVATION
C | CONSERVATION, WATER LOSS CONTROL - MUENSTER | 2020 | MUENSTER | 25014 | MUNICIPAL CONSERVATION
C | CONSERVATION, WATER LOSS CONTROL - MURPHY | 2020 | MURPHY | 68544 | MUNICIPAL CONSERVATION
C | CONSERVATION, WATER LOSS CONTROL - MUSTANG SUD | 2020 | MUSTANG SUD | 674034 | MUNICIPAL CONSERVATION
C | CONSERVATION, WATER LOSS CONTROL - NAVARRO COUNTY | 2020 | COUNTY-OTHER (NAVARRO) | 5296 | MUNICIPAL CONSERVATION
C | CONSERVATION, WATER LOSS CONTROL - NAVARRO MILLS WSC | 2020 | NAVARRO MILLS WSC | 10610 | MUNICIPAL CONSERVATION
C | CONSERVATION, WATER LOSS CONTROL - NEVADA SUD | 2020 | NEVADA SUD | 15904 | MUNICIPAL CONSERVATION
C | CONSERVATION, WATER LOSS CONTROL - NEWARK | 2020 | NEWARK | 1083 | MUNICIPAL CONSERVATION
C | CONSERVATION, WATER LOSS CONTROL - NORTH COLLIN WSC | 2020 | NORTH COLLIN SUD | 21134 | MUNICIPAL CONSERVATION
C | CONSERVATION, WATER LOSS CONTROL - NORTH FARMERSVILLE | 2020 | NORTH FARMERSVILLE WSC | 6269 | MUNICIPAL CONSERVATION
C | CONSERVATION, WATER LOSS CONTROL - NORTH KAUFMAN WSC | 2020 | NORTH KAUFMAN WSC | 11783 | MUNICIPAL CONSERVATION
C | CONSERVATION, WATER LOSS CONTROL - NORTH RICHLAND HILLS | 2020 | NORTH RICHLAND HILLS | 2095999 | MUNICIPAL CONSERVATION
C | CONSERVATION, WATER LOSS CONTROL - NORTHLAKE | 2020 | NORTHLAKE | 147109 | MUNICIPAL CONSERVATION
C | CONSERVATION, WATER LOSS CONTROL - NORTHWEST GRAYSON COUNTY WDIS1 | 2020 | NORTHWEST GRAYSON COUNTY WCID 1 | 4053 | MUNICIPAL CONSERVATION
C | CONSERVATION, WATER LOSS CONTROL - OAK RIDGE SOUTH GALE WSC | 2020 | OAK RIDGE SOUTH GALE WSC | 6787 | MUNICIPAL CONSERVATION
C | CONSERVATION, WATER LOSS CONTROL - OVILLA | 2020 | OVILLA | 30476 | MUNICIPAL CONSERVATION
C | CONSERVATION, WATER LOSS CONTROL - PALMER | 2020 | PALMER | 33764 | MUNICIPAL CONSERVATION
C | CONSERVATION, WATER LOSS CONTROL - PALOMA CREEK NORTH | 2020 | PALOMA CREEK NORTH | 78917 | MUNICIPAL CONSERVATION
C | CONSERVATION, WATER LOSS CONTROL - PALOMA CREEK SOUTH | 2020 | PALOMA CREEK SOUTH | 37878 | MUNICIPAL CONSERVATION
C | CONSERVATION, WATER LOSS CONTROL - PANTEGO | 2020 | PANTEGO | 105058 | MUNICIPAL CONSERVATION
C | CONSERVATION, WATER LOSS CONTROL - PARKER | 2020 | PARKER | 178062 | MUNICIPAL CONSERVATION
C | CONSERVATION, WATER LOSS CONTROL - PARKER COUNTY | 2020 | COUNTY-OTHER (PARKER) | 838090 | MUNICIPAL CONSERVATION
C | CONSERVATION, WATER LOSS CONTROL - PARKER COUNTY SUD | 2020 | PARKER COUNTY SUD | 48090 | MUNICIPAL CONSERVATION
C | CONSERVATION, WATER LOSS CONTROL - PELICAN BAY | 2020 | PELICAN BAY | 4028 | MUNICIPAL CONSERVATION
C | CONSERVATION, WATER LOSS CONTROL - PILOT POINT | 2020 | PILOT POINT | 104529 | MUNICIPAL CONSERVATION
C | CONSERVATION, WATER LOSS CONTROL - PINK HILL WSC | 2020 | PINK HILL WSC | 10957 | MUNICIPAL CONSERVATION
C | CONSERVATION, WATER LOSS CONTROL - PLANO | 2020 | PLANO | 1563143 | MUNICIPAL CONSERVATION
C | CONSERVATION, WATER LOSS CONTROL - PLEASANT GROVE WSC | 2020 | PLEASANT GROVE WSC | 3871 | MUNICIPAL CONSERVATION
C | CONSERVATION, WATER LOSS CONTROL - POETRY WSC | 2020 | POETRY WSC | 3186 | MUNICIPAL CONSERVATION
C | CONSERVATION, WATER LOSS CONTROL - PONDER | 2020 | PONDER | 11730 | MUNICIPAL CONSERVATION
C | CONSERVATION, WATER LOSS CONTROL - POTTSBORO | 2020 | POTTSBORO | 26823 | MUNICIPAL CONSERVATION
C | CONSERVATION, WATER LOSS CONTROL - PRINCETON | 2020 | PRINCETON | 118491 | MUNICIPAL CONSERVATION
C | CONSERVATION, WATER LOSS CONTROL - PROSPER | 2020 | PROSPER | 859194 | MUNICIPAL CONSERVATION
C | CONSERVATION, WATER LOSS CONTROL - PROVIDENCE VILLAGE WCID | 2020 | PROVIDENCE VILLAGE WCID | 133467 | MUNICIPAL CONSERVATION
C | CONSERVATION, WATER LOSS CONTROL - R C H WSC | 2020 | R C H WSC | 75116 | MUNICIPAL CONSERVATION
C | CONSERVATION, WATER LOSS CONTROL - RED OAK | 2020 | RED OAK | 88296 | MUNICIPAL CONSERVATION
C | CONSERVATION, WATER LOSS CONTROL - RED RIVER AUTHORITY OF TEXAS | 2020 | RED RIVER AUTHORITY OF TEXAS | 30217 | MUNICIPAL CONSERVATION
C | CONSERVATION, WATER LOSS CONTROL - RENO | 2020 | RENO (Parker) | 8218 | MUNICIPAL CONSERVATION
C | CONSERVATION, WATER LOSS CONTROL - RHOME | 2020 | RHOME | 10212 | MUNICIPAL CONSERVATION
C | CONSERVATION, WATER LOSS CONTROL - RICE WSC | 2020 | RICE WATER SUPPLY AND SEWER SERVICE | 60243 | MUNICIPAL CONSERVATION
C | CONSERVATION, WATER LOSS CONTROL - RICHARDSON | 2020 | RICHARDSON | 1093469 | MUNICIPAL CONSERVATION
C | CONSERVATION, WATER LOSS CONTROL - RICHLAND HILLS | 2020 | RICHLAND HILLS | 62079 | MUNICIPAL CONSERVATION
C | CONSERVATION, WATER LOSS CONTROL - RIVER OAKS | 2020 | RIVER OAKS | 118161 | MUNICIPAL CONSERVATION
C | CONSERVATION, WATER LOSS CONTROL - ROANOKE | 2020 | ROANOKE | 108611 | MUNICIPAL CONSERVATION
C | CONSERVATION, WATER LOSS CONTROL - ROCKETT SUD | 2020 | ROCKETT SUD | 584694 | MUNICIPAL CONSERVATION
C | CONSERVATION, WATER LOSS CONTROL - ROCKWALL | 2020 | ROCKWALL | 1600987 | MUNICIPAL CONSERVATION
C | CONSERVATION, WATER LOSS CONTROL - ROCKWALL COUNTY | 2020 | COUNTY-OTHER (ROCKWALL) | 10452 | MUNICIPAL CONSERVATION
C | CONSERVATION, WATER LOSS CONTROL - ROSE HILL SUD | 2020 | ROSE HILL SUD | 24571 | MUNICIPAL CONSERVATION
C | CONSERVATION, WATER LOSS CONTROL - ROWLETT | 2020 | ROWLETT | 792959 | MUNICIPAL CONSERVATION
C | CONSERVATION, WATER LOSS CONTROL - ROYSE CITY | 2020 | ROYSE CITY | 139057 | MUNICIPAL CONSERVATION
C | CONSERVATION, WATER LOSS CONTROL - RUNAWAY BAY | 2020 | RUNAWAY BAY | 15113 | MUNICIPAL CONSERVATION
C | CONSERVATION, WATER LOSS CONTROL - SACHSE | 2020 | SACHSE | 348028 | MUNICIPAL CONSERVATION
C | CONSERVATION, WATER LOSS CONTROL - SAGINAW | 2020 | SAGINAW | 1169389 | MUNICIPAL CONSERVATION
C | CONSERVATION, WATER LOSS CONTROL - SANGER | 2020 | SANGER | 64721 | MUNICIPAL CONSERVATION
C | CONSERVATION, WATER LOSS CONTROL - SANSOM PARK | 2020 | SANSOM PARK | 5993 | MUNICIPAL CONSERVATION
C | CONSERVATION, WATER LOSS CONTROL - SARDIS LONE ELM WSC | 2020 | SARDIS LONE ELM WSC | 238415 | MUNICIPAL CONSERVATION
C | CONSERVATION, WATER LOSS CONTROL - SEAGOVILLE | 2020 | SEAGOVILLE | 311822 | MUNICIPAL CONSERVATION
C | CONSERVATION, WATER LOSS CONTROL - SEIS LAGOS UD | 2020 | SEIS LAGOS UD | 162761 | MUNICIPAL CONSERVATION
C | CONSERVATION, WATER LOSS CONTROL - SHERMAN | 2020 | SHERMAN | 628668 | MUNICIPAL CONSERVATION
C | CONSERVATION, WATER LOSS CONTROL - SOUTH FREESTONE COUNTY WSC | 2020 | SOUTH FREESTONE COUNTY WSC | 9541 | MUNICIPAL CONSERVATION
C | CONSERVATION, WATER LOSS CONTROL - SOUTH GRAYSON WSC | 2020 | SOUTH GRAYSON SUD | 7852 | MUNICIPAL CONSERVATION
C | CONSERVATION, WATER LOSS CONTROL - SOUTHLAKE | 2020 | SOUTHLAKE | 1977712 | MUNICIPAL CONSERVATION
C | CONSERVATION, WATER LOSS CONTROL - SOUTHMAYD | 2020 | SOUTHMAYD | 10849 | MUNICIPAL CONSERVATION
C | CONSERVATION, WATER LOSS CONTROL - SOUTHWEST FANNIN COUNTY SUD | 2020 | SOUTHWEST FANNIN COUNTY SUD | 14710 | MUNICIPAL CONSERVATION
C | CONSERVATION, WATER LOSS CONTROL - SPRINGTOWN | 2020 | SPRINGTOWN | 35894 | MUNICIPAL CONSERVATION
C | CONSERVATION, WATER LOSS CONTROL - STARR WSC | 2020 | STARR WSC | 14384 | MUNICIPAL CONSERVATION
C | CONSERVATION, WATER LOSS CONTROL - SUNNYVALE | 2020 | SUNNYVALE | 89962 | MUNICIPAL CONSERVATION
C | CONSERVATION, WATER LOSS CONTROL - TALTY WSC | 2020 | TALTY SUD | 184178 | MUNICIPAL CONSERVATION
C | CONSERVATION, WATER LOSS CONTROL - TARRANT COUNTY | 2020 | COUNTY-OTHER (TARRANT) | 165969 | MUNICIPAL CONSERVATION
C | CONSERVATION, WATER LOSS CONTROL - TEAGUE | 2020 | TEAGUE | 14991 | MUNICIPAL CONSERVATION
C | CONSERVATION, WATER LOSS CONTROL - TERRELL | 2020 | TERRELL | 512507 | MUNICIPAL CONSERVATION
C | CONSERVATION, WATER LOSS CONTROL - THE COLONY | 2020 | THE COLONY | 616616 | MUNICIPAL CONSERVATION
C | CONSERVATION, WATER LOSS CONTROL - TIOGA | 2020 | TIOGA | 14836 | MUNICIPAL CONSERVATION
C | CONSERVATION, WATER LOSS CONTROL - TOM BEAN | 2020 | TOM BEAN | 9742 | MUNICIPAL CONSERVATION
C | CONSERVATION, WATER LOSS CONTROL - TRENTON | 2020 | TRENTON | 1908 | MUNICIPAL CONSERVATION
C | CONSERVATION, WATER LOSS CONTROL - TRINIDAD | 2020 | TRINIDAD | 5961 | MUNICIPAL CONSERVATION
C | CONSERVATION, WATER LOSS CONTROL - TROPHY CLUB | 2020 | TROPHY CLUB MUD 1 | 1042999 | MUNICIPAL CONSERVATION
C | CONSERVATION, WATER LOSS CONTROL - TWO WAY SUD | 2020 | TWO WAY SUD | 39344 | MUNICIPAL CONSERVATION
C | CONSERVATION, WATER LOSS CONTROL - UNIVERSITY PARK | 2020 | UNIVERSITY PARK | 4677554 | MUNICIPAL CONSERVATION
C | CONSERVATION, WATER LOSS CONTROL - VAN ALSTYNE | 2020 | VAN ALSTYNE | 41490 | MUNICIPAL CONSERVATION
C | CONSERVATION, WATER LOSS CONTROL - VERONA SUD | 2020 | VERONA SUD | 15102 | MUNICIPAL CONSERVATION
C | CONSERVATION, WATER LOSS CONTROL - VIRGINIA HILL WSC | 2020 | VIRGINIA HILL WSC | 6596 | MUNICIPAL CONSERVATION
C | CONSERVATION, WATER LOSS CONTROL - WALNUT CREEK SUD | 2020 | WALNUT CREEK SUD | 76702 | MUNICIPAL CONSERVATION
C | CONSERVATION, WATER LOSS CONTROL - WATAUGA | 2020 | WATAUGA | 451306 | MUNICIPAL CONSERVATION
C | CONSERVATION, WATER LOSS CONTROL - WAXAHACHIE | 2020 | WAXAHACHIE | 1754083 | MUNICIPAL CONSERVATION
C | CONSERVATION, WATER LOSS CONTROL - WEATHERFORD | 2020 | WEATHERFORD | 3853135 | MUNICIPAL CONSERVATION
C | CONSERVATION, WATER LOSS CONTROL - WEST CEDAR CREEK MUD | 2020 | WEST CEDAR CREEK MUD | 58343 | MUNICIPAL CONSERVATION
C | CONSERVATION, WATER LOSS CONTROL - WEST LEONARD WSC | 2020 | WEST LEONARD WSC | 11752 | MUNICIPAL CONSERVATION
C | CONSERVATION, WATER LOSS CONTROL - WEST WISE SUD | 2020 | WEST WISE SUD | 32789 | MUNICIPAL CONSERVATION
C | CONSERVATION, WATER LOSS CONTROL - WESTLAKE | 2020 | WESTLAKE | 42776 | MUNICIPAL CONSERVATION
C | CONSERVATION, WATER LOSS CONTROL - WESTMINSTER WSC | 2020 | WESTMINSTER WSC | 16477 | MUNICIPAL CONSERVATION
C | CONSERVATION, WATER LOSS CONTROL - WESTOVER HILLS | 2020 | WESTOVER HILLS | 295923 | MUNICIPAL CONSERVATION
C | CONSERVATION, WATER LOSS CONTROL - WESTWORTH VILLAGE | 2020 | WESTWORTH VILLAGE | 62467 | MUNICIPAL CONSERVATION
C | CONSERVATION, WATER LOSS CONTROL - WHITE SETTLEMENT | 2020 | WHITE SETTLEMENT | 53447 | MUNICIPAL CONSERVATION
C | CONSERVATION, WATER LOSS CONTROL - WHITE SHED WSC | 2020 | WHITE SHED WSC | 14466 | MUNICIPAL CONSERVATION
C | CONSERVATION, WATER LOSS CONTROL - WHITESBORO | 2020 | WHITESBORO | 44649 | MUNICIPAL CONSERVATION
C | CONSERVATION, WATER LOSS CONTROL - WHITEWRIGHT | 2020 | WHITEWRIGHT | 21871 | MUNICIPAL CONSERVATION
C | CONSERVATION, WATER LOSS CONTROL - WILLOW PARK | 2020 | WILLOW PARK | 63875 | MUNICIPAL CONSERVATION
C | CONSERVATION, WATER LOSS CONTROL - WILMER | 2020 | WILMER | 13132 | MUNICIPAL CONSERVATION
C | CONSERVATION, WATER LOSS CONTROL - WISE COUNTY | 2020 | COUNTY-OTHER (WISE) | 122652 | MUNICIPAL CONSERVATION
C | CONSERVATION, WATER LOSS CONTROL - WOODBINE WSC | 2020 | WOODBINE WSC | 27709 | MUNICIPAL CONSERVATION
C | CONSERVATION, WATER LOSS CONTROL - WORTHAM | 2020 | WORTHAM | 8939 | MUNICIPAL CONSERVATION
C | CONSERVATION, WATER LOSS CONTROL - WYLIE | 2020 | WYLIE | 462569 | MUNICIPAL CONSERVATION
C | CONSERVATION, WATER LOSS CONTROL - WYLIE NORTHEAST SUD | 2020 | WYLIE NORTHEAST SUD | 175408 | MUNICIPAL CONSERVATION
C | CORSICANA - 8 MGD WTP EXPANSION, HALBERT-RICHLAND CHAMBERS-1 | 2050 | CORSICANA | 27697000 | OTHER SURFACE WATER
C | CORSICANA - 8 MGD WTP EXPANSION, HALBERT-RICHLAND CHAMBERS-2 | 2070 | CORSICANA | 27697000 | OTHER SURFACE WATER
C | CORSICANA - NEW 8 MGD WTP, HALBERT-RICHLAND CHAMBERS | 2030 | CORSICANA | 47722000 | OTHER SURFACE WATER
C | COUNTY OTHER, JACK - INFRASTRUCTURE TO CONNECT TO JACKSBORO | 2020 | COUNTY-OTHER (JACK) | 2152000 | OTHER SURFACE WATER
C | COUNTY OTHER, JACK - INFRASTRUCTURE TO CONNECT TO WALNUT CREEK SUD | 2020 | COUNTY-OTHER (JACK) | 5002000 | AQUIFER STORAGE AND RECOVERY; GROUNDWATER WELLS AND OTHER; INDIRECT REUSE; NEW MAJOR RESERVOIR; OTHER SURFACE WATER
C | COUNTY OTHER, KAUFMAN - WTP AND CONNECT TO TRWD | 2020 | COUNTY-OTHER (KAUFMAN) | 11016000 | AQUIFER STORAGE AND RECOVERY; GROUNDWATER WELLS AND OTHER; INDIRECT REUSE; NEW MAJOR RESERVOIR; OTHER SURFACE WATER
C | COUNTY OTHER, PARKER - NEW WELL(S) IN TRINITY AQUIFER | 2020 | COUNTY-OTHER (PARKER) | 2157000 | GROUNDWATER WELLS AND OTHER
C | COUNTY-OTHER, DENTON - NEW WELL(S) IN TRINITY AQUIFER | 2020 | COUNTY-OTHER (DENTON) | 5387000 | GROUNDWATER WELLS AND OTHER
C | COUNTY-OTHER, DENTON - NEW WELL(S) IN WOODBINE AQUIFER | 2020 | COUNTY-OTHER (DENTON) | 8554000 | GROUNDWATER WELLS AND OTHER
C | COUNTY-OTHER, FREESTONE - ADDITIONAL DELIVERY INFRASTRUCTURE FROM CORSICANA | 2050 | COUNTY-OTHER (FREESTONE) | 2868000 | OTHER SURFACE WATER
C | COUNTY-OTHER, FREESTONE - NEW DELIVERY AND TREATMENT FACILITIES FROM TRWD | 2050 | COUNTY-OTHER (FREESTONE) | 46660000 | INDIRECT REUSE; NEW MAJOR RESERVOIR; OTHER SURFACE WATER
C | COUNTY-OTHER, PARKER-WTP AND TRANSMISSION FACILITIES TO TRWD | 2060 | COUNTY-OTHER (PARKER) | 119202000 | GROUNDWATER WELLS AND OTHER
C | CROSS TIMBERS WSC - ADDITIONAL DELIVERY INFRASTRUCTURE | 2030 | CROSS TIMBERS WSC | 8374000 | INDIRECT REUSE; NEW MAJOR RESERVOIR; OTHER SURFACE WATER
C | CROSS TIMBERS WSC - NEW WELL(S) IN TRINITY AQUIFER | 2020 | CROSS TIMBERS WSC | 2955000 | GROUNDWATER WELLS AND OTHER
C | CROWLEY - ADDITIONAL DELIVERY INFRASTRUCTURE FORT WORTH | 2030 | CROWLEY | 3274000 | AQUIFER STORAGE AND RECOVERY; INDIRECT REUSE; NEW MAJOR RESERVOIR; OTHER SURFACE WATER
C | DENISON - 10 MGD DESALINATION WTP EXPANSION | 2050 | DENISON | 82213000 | OTHER SURFACE WATER
C | DENISON - EXPAND RAW WATER DELIVERY FROM LAKE TEXOMA - PHASE I | 2030 | DENISON | 17674000 | OTHER SURFACE WATER
C | DENISON - EXPAND RAW WATER DELIVERY FROM LAKE TEXOMA - PHASE II | 2060 | DENISON | 9022000 | OTHER SURFACE WATER
C | DENISON - NEW 4 MGD DESALINATION WTP | 2030 | DENISON | 36137000 | OTHER SURFACE WATER
C | DENTON - 20 MGD WTP EXPANSION | 2070 | DENTON | 104736000 | INDIRECT REUSE; OTHER SURFACE WATER
C | DENTON - 20 MGD WTP EXPANSION- RAY ROBERTS | 2040 | DENTON | 104736000 | INDIRECT REUSE; OTHER SURFACE WATER
C | DENTON - 25 MGD WTP EXPANSION | 2060 | DENTON | 127652000 | INDIRECT REUSE; OTHER SURFACE WATER
C | DENTON - 30 MGD WTP EXPANSION- RAY ROBERTS-1 | 2030 | DENTON | 150569000 | INDIRECT REUSE; OTHER SURFACE WATER
C | DENTON - 30 MGD WTP EXPANSION- RAY ROBERTS-2 | 2050 | DENTON | 150569000 | INDIRECT REUSE; OTHER SURFACE WATER
C | DESERT WSC - NEW WELL(S) IN WOODBINE AQUIFER | 2070 | DESERT WSC | 1469000 | GROUNDWATER WELLS AND OTHER
C | DOGWOOD ESTATES WATER - NEW WELL(S) IN CARRIZO-WILCOX AQUIFER | 2040 | DOGWOOD ESTATES WATER | 1296000 | GROUNDWATER WELLS AND OTHER
C | DORCHESTER - NEW WELL(S) IN TRINITY AQUIFER | 2020 | DORCHESTER | 1845000 | GROUNDWATER WELLS AND OTHER
C | DWU - CONNECT IPL TO BACHMAN | 2030 | DALLAS | 717381000 | OTHER SURFACE WATER
C | DWU - INFRASTRUCTURE TO TREAT AND DELIVER TO CUSTOMERS 2020 | 2030 | DALLAS | 243463000 | OTHER SURFACE WATER
C | DWU - INFRASTRUCTURE TO TREAT AND DELIVER TO CUSTOMERS 2030 | 2040 | DALLAS | 1827578000 | OTHER SURFACE WATER
C | DWU - INFRASTRUCTURE TO TREAT AND DELIVER TO CUSTOMERS 2040 | 2050 | DALLAS | 179394000 | OTHER SURFACE WATER
C | DWU - LAKE COLUMBIA | 2070 | DALLAS | 322267000 | NEW MAJOR RESERVOIR
C | DWU - MAIN STEM BALANCING RESERVOIR | 2050 | DALLAS | 772904000 | INDIRECT REUSE; NEW MAJOR RESERVOIR
C | DWU - NECHES RIVER RUN-OF-THE-RIVER DIVERSIONS | 2060 | DALLAS | 261616000 | OTHER SURFACE WATER
C | DWU - PARALLEL IPL | 2070 | DALLAS | 795236000 | OTHER SURFACE WATER
C | EAST FORK SUD - ADDITIONAL DELIVERY INFRASTRUCTURE FROM NTMWD | 2030 | EAST FORK SUD | 5308000 | INDIRECT REUSE; NEW MAJOR RESERVOIR; OTHER SURFACE WATER
C | ENNIS - 16 MGD WTP EXPANSION | 2070 | ENNIS | 86402000 | OTHER SURFACE WATER
C | ENNIS - 6 MGD WTP EXPANSION | 2050 | ENNIS | 22264000 | OTHER SURFACE WATER
C | ENNIS - 8 MGD WTP EXPANSION | 2060 | ENNIS | 47735000 | OTHER SURFACE WATER
C | ENNIS - INDIRECT REUSE | 2040 | ENNIS | 55899000 | INDIRECT REUSE
C | EUSTACE - NEW WELL(S) IN CARRIZO-WILCOX AQUIFER | 2050 | EUSTACE | 1469000 | GROUNDWATER WELLS AND OTHER
C | FAIRFIELD - NEW WTP AND TRANSMISSION SYSTEM FROM TRWD | 2050 | FAIRFIELD | 35205000 | INDIRECT REUSE; NEW MAJOR RESERVOIR; OTHER SURFACE WATER
C | FATE - ADDITIONAL DELIVERY INFRASTRUCTURE FROM NTWMD | 2050 | FATE | 2001000 | INDIRECT REUSE; NEW MAJOR RESERVOIR; OTHER SURFACE WATER
C | FERRIS - ADDITIONAL DELIVERY INFRASTRUCTURE FROM ROCKETT | 2070 | FERRIS | 1370000 | AQUIFER STORAGE AND RECOVERY; GROUNDWATER WELLS AND OTHER; INDIRECT REUSE; NEW MAJOR RESERVOIR; OTHER SURFACE WATER
C | FLOWER MOUND - ALLIANCE DIRECT REUSE | 2020 | FLOWER MOUND | 1732000 | OTHER DIRECT REUSE
C | FORNEY - INCREASE DELIVERY INFRASTRUCTURE FROM NTWMD | 2020 | FORNEY | 13054000 | INDIRECT REUSE; NEW MAJOR RESERVOIR; OTHER SURFACE WATER
C | FORT WORTH - 23 MGD WTP EXPANSION-WEST PLANT | 2040 | FORT WORTH | 118537000 | OTHER SURFACE WATER
C | FORT WORTH - 30 MGD WTP EXPANSION-EAGLE MOUNTAIN | 2040 | FORT WORTH | 150636000 | OTHER SURFACE WATER
C | FORT WORTH - 35 MGD WTP EXPANSION-EAGLE MOUNTAIN | 2030 | FORT WORTH | 173564000 | OTHER SURFACE WATER
C | FORT WORTH - 35 MGD WTP EXPANSION-WEST PLANT | 2040 | FORT WORTH | 173564000 | OTHER SURFACE WATER
C | FORT WORTH - 50 MGD WTP EXPANSION-GENERAL 1 | 2050 | FORT WORTH | 242347000 | OTHER SURFACE WATER
C | FORT WORTH - 50 MGD WTP EXPANSION-GENERAL 2 | 2060 | FORT WORTH | 242347000 | OTHER SURFACE WATER
C | FORT WORTH - 50 MGD WTP EXPANSION-GENERAL 3 | 2060 | FORT WORTH | 242347000 | OTHER SURFACE WATER
C | FORT WORTH - 50 MGD WTP EXPANSION-GENERAL 4 | 2070 | FORT WORTH | 242347000 | OTHER SURFACE WATER
C | FORT WORTH - 50 MGD WTP EXPANSION-ROLLING HILLS | 2040 | FORT WORTH | 242347000 | OTHER SURFACE WATER
C | FORT WORTH DIRECT REUSE - ALLIANCE CORRIDOR | 2020 | FORT WORTH | 23008000 | OTHER DIRECT REUSE
C | FORT WORTH MARY'S CREEK WRF FUTURE DIRECT REUSE | 2020 | FORT WORTH | 46576000 | OTHER DIRECT REUSE
C | FORT WORTH VILLAGE CREEK WRF FUTURE DIRECT REUSE | 2020 | FORT WORTH | 97410000 | OTHER DIRECT REUSE
C | FRISCO - DIRECT REUSE | 2020 | FRISCO | 77241000 | OTHER DIRECT REUSE
C | GAINESVILLE - 5 MGD WTP EXPANSION 1 | 2050 | GAINESVILLE | 30985000 | OTHER SURFACE WATER
C | GAINESVILLE - 5 MGD WTP EXPANSION 2 | 2070 | GAINESVILLE | 30985000 | OTHER SURFACE WATER
C | GAINESVILLE - EXPAND DIRECT REUSE | 2020 | GAINESVILLE | 2026000 | OTHER DIRECT REUSE
C | GAINESVILLE - INFRASTRUCTURE TO DELIVER TO CUSTOMERS | 2030 | GAINESVILLE | 33043000 | OTHER SURFACE WATER
C | GLENN HEIGHTS ADDITIONAL DELIVERY INFRASTRUCTURE FROM DWU | 2060 | GLENN HEIGHTS | 1926000 | OTHER SURFACE WATER
C | GRAND PRAIRIE - ADDITIONAL DELIVERY INFRASTRUCTURE FROM DWU | 2020 | GRAND PRAIRIE | 72782000 | OTHER SURFACE WATER
C | GRAND PRAIRIE - CONNECT TO ARLINGTON | 2030 | GRAND PRAIRIE | 5679000 | OTHER SURFACE WATER
C | GTUA - CONNECTION FROM SHERMAN TO CGMA | 2030 | GREATER TEXOMA UTILITY AUTHORITY | 31115000 | OTHER STRATEGIES
C | GTUA - PARALLEL COLLIN-GRAYSON MUNICIPAL ALLIANCE PIPELINE | 2030 | GREATER TEXOMA UTILITY AUTHORITY | 89989000 | INDIRECT REUSE; NEW MAJOR RESERVOIR; OTHER SURFACE WATER
C | GTUA - REGIONAL WATER SYSTEM PHASE I | 2020 | GREATER TEXOMA UTILITY AUTHORITY | 243986000 | OTHER STRATEGIES
C | GTUA - REGIONAL WATER SYSTEM PHASE II | 2030 | GREATER TEXOMA UTILITY AUTHORITY | 224083000 | OTHER STRATEGIES
C | GUNTER - NEW WELL(S) IN TRINITY AQUIFER | 2020 | GUNTER | 1835000 | GROUNDWATER WELLS AND OTHER
C | HACKBERRY - ADDITIONAL DELIVERY INFRASTRUCTURE FROM NTMWD | 2050 | HACKBERRY | 2182000 | INDIRECT REUSE; NEW MAJOR RESERVOIR; OTHER SURFACE WATER
C | HUDSON OAKS - DIRECT CONNECTION TO FORT WORTH | 2020 | HUDSON OAKS | 5500000 | AQUIFER STORAGE AND RECOVERY; GROUNDWATER WELLS AND OTHER; INDIRECT REUSE; NEW MAJOR RESERVOIR; OTHER SURFACE WATER
C | IRRIGATION, FANNIN - NEW WELL(S) IN TRINITY AQUIFER | 2020 | IRRIGATION (FANNIN) | 234000 | GROUNDWATER WELLS AND OTHER
C | IRVING - TRA CENTRAL REUSE | 2030 | IRVING | 46730000 | INDIRECT REUSE
C | JUSTIN - NEW WELL(S) IN TRINITY AQUIFER | 2020 | JUSTIN | 2377000 | GROUNDWATER WELLS AND OTHER
C | KENNEDALE - ADDITIONAL DELIVERY INFRASTRUCTURE FROM FORT WORTH | 2040 | KENNEDALE | 4496000 | AQUIFER STORAGE AND RECOVERY; GROUNDWATER WELLS AND OTHER; INDIRECT REUSE; NEW MAJOR RESERVOIR; OTHER SURFACE WATER
C | KENNEDALE - CONNECT TO ARLINGTON | 2030 | KENNEDALE | 2004000 | AQUIFER STORAGE AND RECOVERY; GROUNDWATER WELLS AND OTHER; INDIRECT REUSE; NEW MAJOR RESERVOIR; OTHER SURFACE WATER
C | KRUM - NEW WELL(S) IN TRINITY AQUIFER | 2020 | KRUM | 1805000 | GROUNDWATER WELLS AND OTHER
C | LADONIA - INFRASTRUCTURE AND TREATMENT FROM WATER FROM RALPH HALL (UTRWD) | 2030 | LADONIA | 14774000 | OTHER SURFACE WATER
C | LAKESIDE - NEW WELL(S) IN TRINITY AQUIFER | 2020 | LAKESIDE | 1413000 | GROUNDWATER WELLS AND OTHER
C | LEONARD - WATER SYSTEM IMPROVEMENTS | 2030 | LEONARD | 3281000 | NEW MAJOR RESERVOIR
C | LEWISVILLE - 6 MGD WTP EXPANSION-1 | 2030 | LEWISVILLE | 36568000 | OTHER SURFACE WATER
C | LEWISVILLE - 6 MGD WTP EXPANSION-2 | 2040 | LEWISVILLE | 22264000 | OTHER SURFACE WATER
C | LEWISVILLE - 6.5 MGD WTP EXPANSION | 2050 | LEWISVILLE | 23626000 | OTHER SURFACE WATER
C | LIVESTOCK, HENDERSON - NEW WELL(S) IN CARRIZO-WILCOX AQUIFER | 2020 | LIVESTOCK (HENDERSON) | 3469000 | GROUNDWATER WELLS AND OTHER
C | LIVESTOCK, TARRANT - NEW WELL(S) IN TRINITY AQUIFER | 2020 | LIVESTOCK (TARRANT) | 584000 | GROUNDWATER WELLS AND OTHER
C | M E N WSC - ADDITIONAL DELIVERY INFRASTRUCTURE FROM CORSICANA (UPSIZE LAKE HALBERT CONNECTION) | 2050 | M E N WSC | 4088000 | OTHER SURFACE WATER
C | MABANK - 3 MGD WTP EXPANSION | 2020 | MABANK | 19817000 | AQUIFER STORAGE AND RECOVERY; GROUNDWATER WELLS AND OTHER; INDIRECT REUSE; NEW MAJOR RESERVOIR; OTHER SURFACE WATER
C | MABANK - 5 MGD WTP EXPANSION | 2060 | MABANK | 30984000 | AQUIFER STORAGE AND RECOVERY; GROUNDWATER WELLS AND OTHER; INDIRECT REUSE; NEW MAJOR RESERVOIR; OTHER SURFACE WATER
C | MABANK - ADDITIONAL DELIVERY INFRASTRUCTURE FROM TRWD (CEDAR CREEK RESERVOIR) | 2030 | MABANK | 1622000 | AQUIFER STORAGE AND RECOVERY; GROUNDWATER WELLS AND OTHER; INDIRECT REUSE; NEW MAJOR RESERVOIR; OTHER SURFACE WATER
C | MANSFIELD - 15 MGD WTP EXPANSION | 2030 | MANSFIELD | 44021000 | GROUNDWATER WELLS AND OTHER; INDIRECT REUSE; NEW MAJOR RESERVOIR; OTHER SURFACE WATER
C | MANSFIELD - 20 MGD WTP EXPANSION | 2060 | MANSFIELD | 54863000 | GROUNDWATER WELLS AND OTHER; INDIRECT REUSE; NEW MAJOR RESERVOIR; OTHER SURFACE WATER
C | MANSFIELD - 35 MGD WTP EXPANSION | 2060 | MANSFIELD | 87389000 | GROUNDWATER WELLS AND OTHER; INDIRECT REUSE; NEW MAJOR RESERVOIR; OTHER SURFACE WATER
C | MANUFACTURING, COLLIN - NEW WELL(S) IN WOODBINE AQUIFER | 2030 | MANUFACTURING (COLLIN) | 437000 | GROUNDWATER WELLS AND OTHER
C | MANUFACTURING, WISE COUNTY - NEW WELL(S) IN TRINITY AQUIFER | 2020 | MANUFACTURING (WISE) | 502000 | GROUNDWATER WELLS AND OTHER
C | MARVIN NICHOLS (328) - TRWD, NTMWD, UTRWD | 2050 | NORTH TEXAS MWD; TARRANT REGIONAL WD; UPPER TRINITY REGIONAL WD | 4467478000 | NEW MAJOR RESERVOIR
C | MELISSA - ADDITIONAL DELIVERY INFRASTRUCTURE FROM NTMWD | 2030 | MELISSA | 2754000 | INDIRECT REUSE; NEW MAJOR RESERVOIR; OTHER SURFACE WATER
C | MIDLOTHIAN - EXPAND AUGER WTP TO 16 MGD | 2020 | MIDLOTHIAN | 7498000 | AQUIFER STORAGE AND RECOVERY; GROUNDWATER WELLS AND OTHER; INDIRECT REUSE; NEW MAJOR RESERVOIR; OTHER SURFACE WATER
C | MIDLOTHIAN - EXPAND AUGER WTP TO 24 MGD | 2020 | MIDLOTHIAN | 24798000 | AQUIFER STORAGE AND RECOVERY; GROUNDWATER WELLS AND OTHER; INDIRECT REUSE; NEW MAJOR RESERVOIR; OTHER SURFACE WATER
C | MIDLOTHIAN - EXPAND AUGER WTP TO 32 MGD | 2040 | MIDLOTHIAN | 24798000 | AQUIFER STORAGE AND RECOVERY; GROUNDWATER WELLS AND OTHER; INDIRECT REUSE; NEW MAJOR RESERVOIR; OTHER SURFACE WATER
C | MIDLOTHIAN - EXPAND TAYMAN WTP TO 20 MGD | 2020 | MIDLOTHIAN | 46259000 | INDIRECT REUSE
C | MINING, GRAYSON COUNTY - NEW WELL(S) IN TRINITY AQUIFER | 2020 | MINING (GRAYSON) | 806000 | GROUNDWATER WELLS AND OTHER
C | MINING, KAUFMAN COUNTY - NEW WELL(S) IN NACATOCH AQUIFER | 2040 | MINING (KAUFMAN) | 419000 | GROUNDWATER WELLS AND OTHER
C | MINING, PARKER COUNTY - NEW WELL(S) IN TRINITY AQUIFER | 2030 | MINING (KAUFMAN) | 2454000 | GROUNDWATER WELLS AND OTHER
C | MUENSTER - DEVELOP LAKE MUENSTER SUPPLY | 2020 | MUENSTER | 9998000 | OTHER SURFACE WATER
C | NAVARRO MILLS WSC - NEW WELL IN WOODBINE AQUIFER Q-168 | 2050 | NAVARRO MILLS WSC | 1247000 | GROUNDWATER WELLS AND OTHER
C | NEWARK - CONNECT TO RHOME | 2020 | NEWARK | 1584000 | AQUIFER STORAGE AND RECOVERY; GROUNDWATER WELLS AND OTHER; INDIRECT REUSE; NEW MAJOR RESERVOIR; OTHER SURFACE WATER
C | NORTHWEST GRAYSON COUNTY WCID 1 - NEW WELL(S) IN TRINITY AQUIFER | 2020 | NORTHWEST GRAYSON COUNTY WCID 1 | 2730000 | GROUNDWATER WELLS AND OTHER
C | NTMWD & IRVING - LAKE CHAPMAN PUMP STATION EXPANSION | 2020 | IRVING; NORTH TEXAS MWD | 43318000 | INDIRECT REUSE
C | NTMWD - ADDITIONAL LAKE TEXOMA BLEND PHASE I | 2040 | NORTH TEXAS MWD | 228206000 | OTHER SURFACE WATER
C | NTMWD - ADDITIONAL LAKE TEXOMA BLEND PHASE II | 2060 | NORTH TEXAS MWD | 346367000 | OTHER SURFACE WATER
C | NTMWD - ADDITIONAL LAVON WATERSHED REUSE | 2050 | NORTH TEXAS MWD | 300000 | INDIRECT REUSE
C | NTMWD - ADDITIONAL MEASURE TO ACCESS FULL LAKE LAVON YIELD | 2030 | NORTH TEXAS MWD | 32753000 | OTHER SURFACE WATER
C | NTMWD - BOIS D'ARC LAKE | 2020 | NORTH TEXAS MWD | 939638000 | NEW MAJOR RESERVOIR
C | NTMWD - EXPANDED WETLAND REUSE | 2030 | NORTH TEXAS MWD | 625891000 | INDIRECT REUSE
C | NTMWD - OKLAHOMA WATER | 2070 | NORTH TEXAS MWD | 259924000 | OTHER SURFACE WATER
C | NTMWD TREATMENT & TREATED WATER DISTRIBUTION IMPROVEMENTS 2020-2030 | 2020 | NORTH TEXAS MWD | 1693455000 | NEW MAJOR RESERVOIR
C | NTMWD TREATMENT & TREATED WATER DISTRIBUTION IMPROVEMENTS 2030-2040 | 2030 | NORTH TEXAS MWD | 1021378000 | NEW MAJOR RESERVOIR; OTHER SURFACE WATER
C | NTMWD TREATMENT & TREATED WATER DISTRIBUTION IMPROVEMENTS 2040-2050 | 2040 | NORTH TEXAS MWD | 1085848000 | NEW MAJOR RESERVOIR; OTHER SURFACE WATER
C | NTMWD TREATMENT & TREATED WATER DISTRIBUTION IMPROVEMENTS 2050-2060 | 2050 | NORTH TEXAS MWD | 957348000 | NEW MAJOR RESERVOIR; OTHER SURFACE WATER
C | NTMWD TREATMENT & TREATED WATER DISTRIBUTION IMPROVEMENTS 2060-2070 | 2060 | NORTH TEXAS MWD | 257000000 | NEW MAJOR RESERVOIR; OTHER SURFACE WATER
C | NTWMD - FANNIN COUNTY WATER SUPPLY PROJECT | 2030 | NORTH TEXAS MWD | 131891000 | NEW MAJOR RESERVOIR
C | OVILLA - ADDITIONAL DELIVERY INFRASTRUCTURE FROM DWU | 2070 | OVILLA | 1810000 | OTHER SURFACE WATER
C | PALMER - ADDITIONAL DELIVERY INFRASTRUCTURE FROM ROCKETT | 2060 | PALMER | 8910000 | AQUIFER STORAGE AND RECOVERY; GROUNDWATER WELLS AND OTHER; INDIRECT REUSE; NEW MAJOR RESERVOIR; OTHER SURFACE WATER
C | PANTEGO - CONNECT TO ARLINGTON | 2030 | PANTEGO | 894000 | AQUIFER STORAGE AND RECOVERY; GROUNDWATER WELLS AND OTHER; INDIRECT REUSE; NEW MAJOR RESERVOIR; OTHER SURFACE WATER
C | PANTEGO - CONNECT TO FORT WORTH | 2030 | PANTEGO | 1459000 | AQUIFER STORAGE AND RECOVERY; GROUNDWATER WELLS AND OTHER; INDIRECT REUSE; NEW MAJOR RESERVOIR; OTHER SURFACE WATER
C | PARKER - ADDITIONAL DELIVERY INFRASTRUCTURE FROM NTWMD | 2020 | PARKER | 4309000 | INDIRECT REUSE; NEW MAJOR RESERVOIR; OTHER SURFACE WATER
C | PARKER COUNTY SUD - 3.5 MGD WTP DESAL EXPANSION-BRA SUPPLY | 2030 | PARKER COUNTY SUD | 32308000 | OTHER SURFACE WATER
C | PELICAN BAY - CONNECT TO AZLE | 2030 | PELICAN BAY | 1589000 | INDIRECT REUSE; NEW MAJOR RESERVOIR; OTHER SURFACE WATER
C | PELICAN BAY - NEW WELL(S) IN TRINITY AQUIFER | 2020 | PELICAN BAY | 529000 | GROUNDWATER WELLS AND OTHER
C | PILOT POINT - NEW WELL(S) IN TRINITY AQUIFER | 2020 | PILOT POINT | 4127000 | GROUNDWATER WELLS AND OTHER
C | PINK HILL WSC - NEW WELL(S) IN TRINITY AQUIFER | 2030 | PINK HILL WSC | 1088000 | GROUNDWATER WELLS AND OTHER
C | PINK HILL WSC - NEW WELL(S) IN WOODBINE AQUIFER | 2030 | PINK HILL WSC | 1088000 | GROUNDWATER WELLS AND OTHER
C | PLEASANT GROVE WSC - NEW WELL(S) IN CARRIZO-WILCOX AQUIFER | 2070 | PLEASANT GROVE WSC | 600000 | GROUNDWATER WELLS AND OTHER
C | PROSPER - ADDITIONAL DELIVERY INFRASTRUCTURE FROM NTMWD | 2030 | PROSPER | 4608000 | INDIRECT REUSE; NEW MAJOR RESERVOIR; OTHER SURFACE WATER
C | RICE WSC - ADDITIONAL DELIVERY INFRASTRUCTURE FROM CORSICANA | 2030 | RICE WATER SUPPLY AND SEWER SERVICE | 12214000 | OTHER SURFACE WATER
C | ROCKETT SUD - 10 MGD WTP EXPANSION AT SOKOLL-1 | 2030 | ROCKETT SUD | 58903000 | AQUIFER STORAGE AND RECOVERY; INDIRECT REUSE; NEW MAJOR RESERVOIR; OTHER SURFACE WATER
C | ROCKETT SUD - 10 MGD WTP EXPANSION AT SOKOLL-2 | 2060 | ROCKETT SUD | 58903000 | AQUIFER STORAGE AND RECOVERY; INDIRECT REUSE; NEW MAJOR RESERVOIR; OTHER SURFACE WATER
C | ROCKETT SUD - 4 MGD WTP EXPANSION AT SOKOLL | 2070 | ROCKETT SUD | 14095000 | AQUIFER STORAGE AND RECOVERY; INDIRECT REUSE; NEW MAJOR RESERVOIR; OTHER SURFACE WATER
C | ROCKWALL - ADDITIONAL DELIVERY INFRASTRUCTURE FROM NTWMD | 2020 | ROCKWALL | 28750000 | INDIRECT REUSE; NEW MAJOR RESERVOIR; OTHER SURFACE WATER
C | ROWLETT - ADDITIONAL DELIVERY INFRASTRUCTURE FROM NTWMD | 2030 | ROWLETT | 4105000 | INDIRECT REUSE; NEW MAJOR RESERVOIR; OTHER SURFACE WATER
C | RUNAWAY BAY - 3 MGD WTP EXPANSION-1 | 2020 | RUNAWAY BAY | 19823000 | GROUNDWATER WELLS AND OTHER; INDIRECT REUSE; NEW MAJOR RESERVOIR; OTHER SURFACE WATER
C | RUNAWAY BAY - 3 MGD WTP EXPANSION-2 | 2060 | RUNAWAY BAY | 19823000 | GROUNDWATER WELLS AND OTHER; INDIRECT REUSE; NEW MAJOR RESERVOIR; OTHER SURFACE WATER
C | RUNAWAY BAY - INCREASE CAPACITY OF LAKE INTAKE | 2070 | RUNAWAY BAY | 8657000 | GROUNDWATER WELLS AND OTHER; INDIRECT REUSE; NEW MAJOR RESERVOIR; OTHER SURFACE WATER
C | SARDIS LONE ELM - CONNECT TO TRWD | 2020 | SARDIS LONE ELM WSC | 11696000 | AQUIFER STORAGE AND RECOVERY; GROUNDWATER WELLS AND OTHER; INDIRECT REUSE; NEW MAJOR RESERVOIR; OTHER SURFACE WATER
C | SEP, TARRANT - REUSE | 2030 | STEAM ELECTRIC POWER (TARRANT) | 13150000 | OTHER DIRECT REUSE
C | SHERMAN - 10 MGD WTP EXPANSION (DESAL)-1 | 2020 | SHERMAN | 82213000 | OTHER STRATEGIES
C | SHERMAN - 10 MGD WTP EXPANSION (DESAL)-2 | 2050 | SHERMAN | 82213000 | OTHER STRATEGIES
C | SHERMAN - 10 MGD WTP EXPANSION (DESAL)-3 | 2060 | SHERMAN | 82213000 | OTHER STRATEGIES
C | SHERMAN - 20 MGD WTP EXPANSION (DESAL) | 2070 | SHERMAN | 149002000 | OTHER STRATEGIES
C | SOUTH FREESTONE COUNTY WSC - NEW WELL(S) IN CARRIZO-WILCOX AQUIFER | 2020 | SOUTH FREESTONE COUNTY WSC | 6485000 | GROUNDWATER WELLS AND OTHER
C | SOUTHLAKE - ADDITIONAL DELIVERY INFRASTRUCTURE FORT WORTH | 2040 | SOUTHLAKE | 12772000 | AQUIFER STORAGE AND RECOVERY; GROUNDWATER WELLS AND OTHER; INDIRECT REUSE; NEW MAJOR RESERVOIR; OTHER SURFACE WATER
C | SOUTHWEST FANNIN CO SUD - NEW WELL(S) IN WOODBINE AQUIFER | 2030 | SOUTHWEST FANNIN COUNTY SUD | 1148000 | GROUNDWATER WELLS AND OTHER
C | SPRINGTOWN - INFRASTRUCTURE IMPROVEMENTS- SURFACE WATER TREATMENT PLANT & SUPPLY PROJECT | 2020 | SPRINGTOWN | 4163000 | INDIRECT REUSE; NEW MAJOR RESERVOIR; OTHER SURFACE WATER
C | SUNNYVALE - ADDITIONAL DELIVERY INFRASTRUCTURE FROM NTMWD | 2030 | SUNNYVALE | 2575000 | INDIRECT REUSE; NEW MAJOR RESERVOIR; OTHER SURFACE WATER
C | TEAGUE - NEW WELLS IN CARRIZO-WILCOX AQUIFER Q-135 | 2020 | TEAGUE | 5230000 | GROUNDWATER WELLS AND OTHER
C | TERRELL - GROUND STORAGE TANK AND PUMP STATION AT NTWMD DELIVERY POINT | 2020 | TERRELL | 3527000 | INDIRECT REUSE; NEW MAJOR RESERVOIR; OTHER SURFACE WATER
C | TERRELL - INFRASTRUCTURE IMPROVEMENTS TO WHOLESALE CUSTOMER | 2020 | TERRELL | 7945000 | INDIRECT REUSE; NEW MAJOR RESERVOIR; OTHER SURFACE WATER
C | TRENTON - NEW WELL(S) IN WOODBINE AQUIFER | 2030 | TRENTON | 1341000 | GROUNDWATER WELLS AND OTHER
C | TRWD - ADDITIONAL CAPACITY TO CONVEY RICHLAND CHAMBERS REUSE (IPL) | 2030 | TARRANT REGIONAL WD | 507733000 | INDIRECT REUSE
C | TRWD - ADDITIONAL TRANSMISSION PIPELINE | 2060 | TARRANT REGIONAL WD | 1765505000 | INDIRECT REUSE
C | TRWD - ASR PILOT | 2020 | TARRANT REGIONAL WD | 14264000 | AQUIFER STORAGE AND RECOVERY
C | TRWD - CARRIZO-WILCOX GROUNDWATER | 2040 | TARRANT REGIONAL WD | 191469000 | GROUNDWATER WELLS AND OTHER
C | TRWD - CEDAR CREEK WETLANDS REUSE | 2030 | TARRANT REGIONAL WD | 226318000 | INDIRECT REUSE
C | TRWD - REUSE FROM TRA CENTRAL WWTP | 2030 | TARRANT REGIONAL WD | 154205000 | INDIRECT REUSE
C | TRWD - TEHUACANA RESERVOIR | 2040 | TARRANT REGIONAL WD | 325468000 | NEW MAJOR RESERVOIR
C | UTRWD - ADDITIONAL DIRECT REUSE | 2030 | UPPER TRINITY REGIONAL WD | 17959000 | OTHER DIRECT REUSE
C | UTRWD - LAKE RALPH HALL AND REUSE | 2030 | UPPER TRINITY REGIONAL WD | 443091000 | INDIRECT REUSE; NEW MAJOR RESERVOIR
C | UTRWD WTP AND TREATED WATER DISTRIBUTION SYSTEM WATER MANAGEMENT STRATEGIES 2020-2030 | 2020 | UPPER TRINITY REGIONAL WD | 176357000 | INDIRECT REUSE; NEW MAJOR RESERVOIR
C | UTRWD WTP AND TREATED WATER DISTRIBUTION SYSTEM WATER MANAGEMENT STRATEGIES 2030-2040 | 2030 | UPPER TRINITY REGIONAL WD | 114683000 | INDIRECT REUSE; NEW MAJOR RESERVOIR
C | UTRWD WTP AND TREATED WATER DISTRIBUTION SYSTEM WATER MANAGEMENT STRATEGIES 2040-2050 | 2040 | UPPER TRINITY REGIONAL WD | 169963000 | INDIRECT REUSE; NEW MAJOR RESERVOIR
C | UTRWD WTP AND TREATED WATER DISTRIBUTION SYSTEM WATER MANAGEMENT STRATEGIES 2050-2060 | 2050 | UPPER TRINITY REGIONAL WD | 131578000 | INDIRECT REUSE; NEW MAJOR RESERVOIR
C | UTRWD WTP AND TREATED WATER DISTRIBUTION SYSTEM WATER MANAGEMENT STRATEGIES 2060-2070 | 2060 | UPPER TRINITY REGIONAL WD | 131578000 | INDIRECT REUSE; NEW MAJOR RESERVOIR
C | VAN ALSTYNE - WATER SYSTEM IMPROVEMENTS | 2040 | VAN ALSTYNE | 2844000 | INDIRECT REUSE; NEW MAJOR RESERVOIR; OTHER STRATEGIES; OTHER SURFACE WATER
C | VERONA SUD - NEW WELL(S) IN WOODBINE AQUIFER | 2030 | VERONA SUD | 2163000 | GROUNDWATER WELLS AND OTHER
C | WALNUT CREEK SUD - 6 MGD WTP EXPANSION | 2020 | WALNUT CREEK SUD | 36582000 | AQUIFER STORAGE AND RECOVERY; GROUNDWATER WELLS AND OTHER; INDIRECT REUSE; NEW MAJOR RESERVOIR; OTHER SURFACE WATER
C | WALNUT CREEK SUD - NEW 7 MGD WTP-EAGLE MOUNTAIN | 2060 | WALNUT CREEK SUD | 42167000 | AQUIFER STORAGE AND RECOVERY; GROUNDWATER WELLS AND OTHER; INDIRECT REUSE; NEW MAJOR RESERVOIR; OTHER SURFACE WATER
C | WATAUGA & N RICHLAND HILLS - INCREASE DELIVERY INFRASTRUCTURE FROM FORT WORTH | 2020 | NORTH RICHLAND HILLS | 9544000 | AQUIFER STORAGE AND RECOVERY; GROUNDWATER WELLS AND OTHER; INDIRECT REUSE; NEW MAJOR RESERVOIR; OTHER SURFACE WATER
C | WATAUGA - ADDITIONAL DELIVERY INFRASTRUCTURE NORTH RICHLAND HILLS/FORT WORTH | 2030 | WATAUGA | 1960000 | AQUIFER STORAGE AND RECOVERY; GROUNDWATER WELLS AND OTHER; INDIRECT REUSE; NEW MAJOR RESERVOIR; OTHER SURFACE WATER
C | WAXAHACHIE - 12 MGD WTP EXPANSION-HOWARD ROAD | 2070 | WAXAHACHIE | 68069000 | AQUIFER STORAGE AND RECOVERY; GROUNDWATER WELLS AND OTHER; INDIRECT REUSE; NEW MAJOR RESERVOIR; OTHER SURFACE WATER
C | WAXAHACHIE - 30" RAW WATER LINE FROM IPL TO HOWARD ROAD WTP | 2030 | WAXAHACHIE | 4343000 | AQUIFER STORAGE AND RECOVERY; GROUNDWATER WELLS AND OTHER; INDIRECT REUSE; NEW MAJOR RESERVOIR; OTHER SURFACE WATER
C | WAXAHACHIE - 36" RAW WATER LINE FROM IPL TO LAKE WAXAHACHIE | 2030 | WAXAHACHIE | 1302000 | AQUIFER STORAGE AND RECOVERY; GROUNDWATER WELLS AND OTHER; INDIRECT REUSE; NEW MAJOR RESERVOIR; OTHER SURFACE WATER
C | WAXAHACHIE - 36" RAW WATER LINE FROM LAKE WAXAHACHIE TO HOWARD RD WTP | 2030 | WAXAHACHIE | 6461000 | INDIRECT REUSE; OTHER SURFACE WATER
C | WAXAHACHIE - 48" TRWD PARALLEL SUPPLY LINE TO SOKOLL WTP | 2030 | WAXAHACHIE | 3954000 | AQUIFER STORAGE AND RECOVERY; GROUNDWATER WELLS AND OTHER; INDIRECT REUSE; NEW MAJOR RESERVOIR; OTHER SURFACE WATER
C | WAXAHACHIE - 8 MGD WTP EXPANSION-HOWARD ROAD | 2050 | WAXAHACHIE | 47735000 | AQUIFER STORAGE AND RECOVERY; GROUNDWATER WELLS AND OTHER; INDIRECT REUSE; NEW MAJOR RESERVOIR; OTHER SURFACE WATER
C | WAXAHACHIE - DREDGE LAKE WAXAHACHIE | 2040 | WAXAHACHIE | 37120000 | OTHER SURFACE WATER
C | WAXAHACHIE - INCREASE DELIVERY INFRASTRUCTURE TO ROCKETT SUD | 2030 | WAXAHACHIE | 14096000 | AQUIFER STORAGE AND RECOVERY; GROUNDWATER WELLS AND OTHER; INDIRECT REUSE; NEW MAJOR RESERVOIR; OTHER SURFACE WATER
C | WAXAHACHIE - PHASE I DELIVERY INFRASTRUCTURE TO CUSTOMERS IN SOUTH ELLIS COUNTY | 2030 | WAXAHACHIE | 16338000 | AQUIFER STORAGE AND RECOVERY; GROUNDWATER WELLS AND OTHER; INDIRECT REUSE; NEW MAJOR RESERVOIR; OTHER SURFACE WATER
C | WAXAHACHIE - PHASE II DELIVERY INFRASTRUCTURE TO CUSTOMERS IN SOUTH ELLIS COUNTY | 2050 | WAXAHACHIE | 26982000 | AQUIFER STORAGE AND RECOVERY; GROUNDWATER WELLS AND OTHER; INDIRECT REUSE; NEW MAJOR RESERVOIR; OTHER SURFACE WATER
C | WAXAHACHIE - RAW WATER INTAKE IMPROVEMENTS AT LAKE BARDWELL | 2030 | WAXAHACHIE | 4400000 | AQUIFER STORAGE AND RECOVERY; GROUNDWATER WELLS AND OTHER; INDIRECT REUSE; NEW MAJOR RESERVOIR; OTHER SURFACE WATER
C | WEATHERFORD - 14 MGD WTP EXPANSION | 2050 | WEATHERFORD | 77267000 | GROUNDWATER WELLS AND OTHER; INDIRECT REUSE; NEW MAJOR RESERVOIR; OTHER SURFACE WATER
C | WEATHERFORD - 18 MGD WTP EXPANSION | 2060 | WEATHERFORD | 95609000 | GROUNDWATER WELLS AND OTHER; INDIRECT REUSE; NEW MAJOR RESERVOIR; OTHER SURFACE WATER
C | WEATHERFORD - 8 MGD WTP EXPANSION | 2020 | WEATHERFORD | 47753000 | GROUNDWATER WELLS AND OTHER; INDIRECT REUSE; NEW MAJOR RESERVOIR; OTHER SURFACE WATER
C | WEATHERFORD - ADDITIONAL INDIRECT REUSE PHASE I | 2020 | WEATHERFORD | 14840000 | INDIRECT REUSE
C | WEATHERFORD - ADDITIONAL INDIRECT REUSE PHASE II | 2030 | WEATHERFORD | 486000 | INDIRECT REUSE
C | WEATHERFORD - EXPAND LAKE BENBROOK PUMP STATION | 2020 | WEATHERFORD | 2299000 | GROUNDWATER WELLS AND OTHER; INDIRECT REUSE; NEW MAJOR RESERVOIR; OTHER SURFACE WATER
C | WEST WISE SUD - 1.5 MGD WTP EXPANSION | 2050 | WEST WISE SUD | 10015000 | AQUIFER STORAGE AND RECOVERY; GROUNDWATER WELLS AND OTHER; INDIRECT REUSE; NEW MAJOR RESERVOIR; OTHER SURFACE WATER
C | WHITE SHED WSC - NEW WELL(S) IN WOODBINE AQUIFER | 2030 | WHITE SHED WSC | 6299000 | GROUNDWATER WELLS AND OTHER
C | WILLOW PARK - CONNECT TO FORT WORTH | 2020 | WILLOW PARK | 4017000 | AQUIFER STORAGE AND RECOVERY; INDIRECT REUSE; NEW MAJOR RESERVOIR; OTHER SURFACE WATER
C | WILMER - DIRECT CONNECTION TO DALLAS (36" TRANSMISSION LINE) | 2070 | WILMER | 18621000 | INDIRECT REUSE; NEW MAJOR RESERVOIR; OTHER SURFACE WATER
C | WILMER - INCREASE CAPACITY OF CONNECTION WITH LANCASTER | 2020 | WILMER | 5280000 | INDIRECT REUSE; NEW MAJOR RESERVOIR; OTHER SURFACE WATER
C | WISE COUNTY WSD - 9 MGD WTP EXPANSION | 2020 | WISE COUNTY WSD | 53339000 | OTHER SURFACE WATER
C | WRIGHT PATMAN REALLOCATION NTMWD, TRWD, AND UTRWD | 2070 | NORTH TEXAS MWD; TARRANT REGIONAL WD; UPPER TRINITY REGIONAL WD | 1645711000 | OTHER SURFACE WATER
C | WYLIE NORTHEAST SUD - ADDITIONAL DELIVERY INFRASTRUCTURE FROM NTWMD | 2030 | WYLIE NORTHEAST SUD | 5731000 | INDIRECT REUSE; NEW MAJOR RESERVOIR; OTHER SURFACE WATER
D | CANTON INDIRECT REUSE | 2020 | CANTON | 8381000 | INDIRECT REUSE
D | DRILL NEW WELL (EDOM WSC, VAN ZANDT, CARRIZO, NECHES, 2020) | 2020 | EDOM WSC | 403000 | GROUNDWATER WELLS AND OTHER
D | DRILL NEW WELL (EDOM WSC, VAN ZANDT, CARRIZO, NECHES, 2050) | 2050 | EDOM WSC | 358000 | GROUNDWATER WELLS AND OTHER
D | DRILL NEW WELL (EDOM WSC, VAN ZANDT, CARRIZO, NECHES, 2070) | 2070 | EDOM WSC | 344000 | GROUNDWATER WELLS AND OTHER
D | DRILL NEW WELL (LITTLE HOPE MOORE WSC, VAN ZANDT, CARRIZO, NECHES | 2050 | LITTLE HOPE MOORE WSC | 371000 | GROUNDWATER WELLS AND OTHER
D | DRILL NEW WELL (LIVESTOCK HUNT, TRINITY, SABINE) | 2020 | LIVESTOCK (HUNT) | 407000 | GROUNDWATER WELLS AND OTHER
D | DRILL NEW WELL (LIVESTOCK, WOOD, QUEEN CITY, SABINE) | 2020 | LIVESTOCK (WOOD) | 1210000 | GROUNDWATER WELLS AND OTHER
D | DRILL NEW WELLS (BOWIE IRRIGATION, CARRIZO-WILCOX, SULPHUR) | 2020 | IRRIGATION (BOWIE) | 10597000 | GROUNDWATER WELLS AND OTHER
D | DRILL NEW WELLS (CANTON, CARRIZO-WILCOX, SABINE) | 2020 | CANTON | 716000 | GROUNDWATER WELLS AND OTHER
D | DRILL NEW WELLS (CELESTE, WOODBINE, TRINITY, 2020) | 2020 | CELESTE | 694000 | GROUNDWATER WELLS AND OTHER
D | DRILL NEW WELLS (CELESTE, WOODBINE, TRINITY, 2040) | 2040 | CELESTE | 509000 | GROUNDWATER WELLS AND OTHER
D | DRILL NEW WELLS (CELESTE, WOODBINE, TRINITY, 2060) | 2060 | CELESTE | 509000 | GROUNDWATER WELLS AND OTHER
D | DRILL NEW WELLS (CLARKSVILLE, NACATOCH, SULPHUR) | 2020 | CLARKSVILLE | 10537000 | GROUNDWATER WELLS AND OTHER
D | DRILL NEW WELLS (COUNTY OTHER, CASS, CARRIZO, CYPRESS) | 2020 | COUNTY-OTHER (CASS) | 1973000 | GROUNDWATER WELLS AND OTHER
D | DRILL NEW WELLS (COUNTY OTHER, CASS, CARRIZO, SULPHUR) | 2020 | COUNTY-OTHER (CASS) | 1324000 | GROUNDWATER WELLS AND OTHER
D | DRILL NEW WELLS (CRYSTAL SYSTEMS INC, CARRIZO, NECHES) | 2040 | CRYSTAL SYSTEMS TEXAS | 2531000 | GROUNDWATER WELLS AND OTHER
D | DRILL NEW WELLS (CRYSTAL SYSTEMS INC, CARRIZO, SABINE) | 2040 | CRYSTAL SYSTEMS TEXAS | 2531000 | GROUNDWATER WELLS AND OTHER
D | DRILL NEW WELLS (CUMBY, HOPKINS, NACATOCH, SABINE, 2020) | 2020 | CUMBY | 480000 | GROUNDWATER WELLS AND OTHER
D | DRILL NEW WELLS (CUMBY, HOPKINS, NACATOCH, SABINE, 2070) | 2070 | CUMBY | 480000 | GROUNDWATER WELLS AND OTHER
D | DRILL NEW WELLS (GILMER, CARRIZO, CYPRESS) | 2040 | GILMER | 801000 | GROUNDWATER WELLS AND OTHER
D | DRILL NEW WELLS (IRRIGATION HARRISON, QUEEN CITY, CYPRESS) | 2020 | IRRIGATION (HARRISON) | 577000 | GROUNDWATER WELLS AND OTHER
D | DRILL NEW WELLS (IRRIGATION HARRISON, QUEEN CITY, SABINE) | 2020 | IRRIGATION (HARRISON) | 193000 | GROUNDWATER WELLS AND OTHER
D | DRILL NEW WELLS (IRRIGATION HOPKINS, CARRIZO-WILCOX, SABINE, 2040) | 2040 | IRRIGATION (HOPKINS) | 1030000 | GROUNDWATER WELLS AND OTHER
D | DRILL NEW WELLS (IRRIGATION HOPKINS, CARRIZO-WILCOX, SABINE, 2060) | 2060 | IRRIGATION (HOPKINS) | 1802000 | GROUNDWATER WELLS AND OTHER
D | DRILL NEW WELLS (IRRIGATION HOPKINS, CARRIZO-WILCOX, SULPHUR) | 2020 | IRRIGATION (HOPKINS) | 10927000 | GROUNDWATER WELLS AND OTHER
D | DRILL NEW WELLS (IRRIGATION HUNT, NACATOCH, SABINE) | 2020 | IRRIGATION (HUNT) | 1249000 | GROUNDWATER WELLS AND OTHER
D | DRILL NEW WELLS (IRRIGATION VAN ZANDT, QUEEN, NECHES) | 2020 | IRRIGATION (VAN ZANDT) | 1683000 | GROUNDWATER WELLS AND OTHER
D | DRILL NEW WELLS (IRRIGATION, RED RIVER, NACATOCH, SULPHUR) | 2020 | IRRIGATION (RED RIVER) | 6551000 | GROUNDWATER WELLS AND OTHER
D | DRILL NEW WELLS (LEIGH, QUEEN CITY, CYPRESS) | 2040 | LEIGH WSC | 1973000 | GROUNDWATER WELLS AND OTHER
D | DRILL NEW WELLS (LINDALE, CARRIZO, NECHES) | 2020 | LINDALE | 7592000 | GROUNDWATER WELLS AND OTHER
D | DRILL NEW WELLS (LIVESTOCK BOWIE , NACATOCH, RED) | 2020 | LIVESTOCK (BOWIE) | 1630000 | GROUNDWATER WELLS AND OTHER
D | DRILL NEW WELLS (LIVESTOCK HOPKINS, HOPKINS, CARRIZO, SULPHUR, 2020) | 2020 | LIVESTOCK (HOPKINS) | 4961000 | GROUNDWATER WELLS AND OTHER
D | DRILL NEW WELLS (LIVESTOCK HOPKINS, HOPKINS, CARRIZO, SULPHUR, 2060) | 2060 | LIVESTOCK (HOPKINS) | 924000 | GROUNDWATER WELLS AND OTHER
D | DRILL NEW WELLS (LIVESTOCK RED RIVER, BLOSSOM, RED) | 2020 | LIVESTOCK (RED RIVER) | 425000 | GROUNDWATER WELLS AND OTHER
D | DRILL NEW WELLS (LIVESTOCK RED RIVER, TRINITY AQUIFER, SULPHUR) | 2020 | LIVESTOCK (RED RIVER) | 1436000 | GROUNDWATER WELLS AND OTHER
D | DRILL NEW WELLS (LIVESTOCK TITUS, CARRIZO, CYPRESS, 2020) | 2020 | LIVESTOCK (TITUS) | 767000 | GROUNDWATER WELLS AND OTHER
D | DRILL NEW WELLS (LIVESTOCK TITUS, CARRIZO, CYPRESS, 2030) | 2030 | LIVESTOCK (TITUS) | 684000 | GROUNDWATER WELLS AND OTHER
D | DRILL NEW WELLS (LIVESTOCK TITUS, CARRIZO, SULPHUR) | 2020 | LIVESTOCK (TITUS) | 5215000 | GROUNDWATER WELLS AND OTHER
D | DRILL NEW WELLS (LIVESTOCK, BOWIE, CARRIZO-WILCOX, SULPHUR) | 2020 | LIVESTOCK (BOWIE) | 2423000 | GROUNDWATER WELLS AND OTHER
D | DRILL NEW WELLS (LIVESTOCK, CAMP, QUEEN, CYPRESS) | 2020 | LIVESTOCK (CAMP) | 4401500 | GROUNDWATER WELLS AND OTHER
D | DRILL NEW WELLS (LIVESTOCK, CASS, QUEEN CITY, CYPRESS) | 2020 | LIVESTOCK (CASS) | 1037000 | GROUNDWATER WELLS AND OTHER
D | DRILL NEW WELLS (LIVESTOCK, CASS, QUEEN CITY, SULPHUR) | 2020 | LIVESTOCK (CASS) | 1037000 | GROUNDWATER WELLS AND OTHER
D | DRILL NEW WELLS (LIVESTOCK, DELTA, NACATOCH, SULPHUR) | 2020 | LIVESTOCK (DELTA) | 1929000 | GROUNDWATER WELLS AND OTHER
D | DRILL NEW WELLS (LIVESTOCK, FRANKLIN, CARRIZO, CYPRESS) | 2020 | LIVESTOCK (FRANKLIN) | 865000 | GROUNDWATER WELLS AND OTHER
D | DRILL NEW WELLS (LIVESTOCK, FRANKLIN, CARRIZO, SULPHUR) | 2020 | LIVESTOCK (FRANKLIN) | 1211000 | GROUNDWATER WELLS AND OTHER
D | DRILL NEW WELLS (LIVESTOCK, MORRIS, QUEEN CITY, CYPRESS) | 2020 | LIVESTOCK (MORRIS) | 767000 | GROUNDWATER WELLS AND OTHER
D | DRILL NEW WELLS (LIVESTOCK, MORRIS, QUEEN CITY, SULPHUR) | 2020 | LIVESTOCK (MORRIS) | 539000 | GROUNDWATER WELLS AND OTHER
D | DRILL NEW WELLS (LIVESTOCK, UPSHUR, QUEEN CITY, CYPRESS) | 2020 | LIVESTOCK (UPSHUR) | 172000 | GROUNDWATER WELLS AND OTHER
D | DRILL NEW WELLS (LIVESTOCK, UPSHUR, QUEEN CITY, SABINE) | 2020 | LIVESTOCK (UPSHUR) | 172000 | GROUNDWATER WELLS AND OTHER
D | DRILL NEW WELLS (MANUFACTURING UPSHUR, QUEEN CITY, CYPRESS) | 2020 | MANUFACTURING (UPSHUR) | 172000 | GROUNDWATER WELLS AND OTHER
D | DRILL NEW WELLS (MANUFACTURING VAN ZANDT, CARRIZO-WILCOX, TRINITY, 2020) | 2020 | MANUFACTURING (VAN ZANDT) | 1043000 | GROUNDWATER WELLS AND OTHER
D | DRILL NEW WELLS (MANUFACTURING VAN ZANDT, CARRIZO-WILCOX, TRINITY, 2030) | 2030 | MANUFACTURING (VAN ZANDT) | 1355000 | GROUNDWATER WELLS AND OTHER
D | DRILL NEW WELLS (MANUFACTURING, WOOD, QUEEN CITY, SABINE) | 2020 | MANUFACTURING (WOOD) | 1210000 | GROUNDWATER WELLS AND OTHER
D | DRILL NEW WELLS (MILLER GROVE WSC, HOPKINS, CARRIZO-WILCOX, SULPHUR, 2020) | 2020 | MILLER GROVE WSC | 459000 | GROUNDWATER WELLS AND OTHER
D | DRILL NEW WELLS (MILLER GROVE WSC, HOPKINS, CARRIZO-WILCOX, SULPHUR, 2070) | 2070 | MILLER GROVE WSC | 459000 | GROUNDWATER WELLS AND OTHER
D | DRILL NEW WELLS (MINING GREGG, CARRIZO-WILCOX, SABINE) | 2020 | MINING (GREGG) | 117000 | GROUNDWATER WELLS AND OTHER
D | DRILL NEW WELLS (MINING HARRISON, QUEEN CITY, CYPRESS) | 2020 | MINING (HARRISON) | 384000 | GROUNDWATER WELLS AND OTHER
D | DRILL NEW WELLS (MINING HARRISON, QUEEN CITY, SABINE) | 2020 | MINING (HARRISON) | 1555000 | GROUNDWATER WELLS AND OTHER
D | DRILL NEW WELLS (MINING HOPKINS, HOPKINS, CARRIZO, SULPHUR, 2020) | 2020 | MINING (HOPKINS) | 1528000 | GROUNDWATER WELLS AND OTHER
D | DRILL NEW WELLS (MINING HOPKINS, HOPKINS, CARRIZO, SULPHUR, 2050) | 2050 | MINING (HOPKINS) | 428000 | GROUNDWATER WELLS AND OTHER
D | DRILL NEW WELLS (MINING HOPKINS, HOPKINS, CARRIZO, SULPHUR, 2060) | 2060 | MINING (HOPKINS) | 924000 | GROUNDWATER WELLS AND OTHER
D | DRILL NEW WELLS (MINING HUNT, TRINITY, SABINE) | 2020 | MINING (HUNT) | 766000 | GROUNDWATER WELLS AND OTHER
D | DRILL NEW WELLS (MINING MARION, QUEEN CITY, CYPRESS) | 2020 | MINING (MARION) | 767000 | GROUNDWATER WELLS AND OTHER
D | DRILL NEW WELLS (NORTH HARRISON, QUEEN CITY, CYPRESS) | 2060 | NORTH HARRISON WSC | 612000 | GROUNDWATER WELLS AND OTHER
D | DRILL NEW WELLS (NORTH HUNT SUD, HUNT, NACATOCH, SABINE, 2020) | 2020 | NORTH HUNT SUD | 1493000 | GROUNDWATER WELLS AND OTHER
D | DRILL NEW WELLS (NORTH HUNT SUD, HUNT, NACATOCH, SABINE, 2030) | 2030 | NORTH HUNT SUD | 1054000 | GROUNDWATER WELLS AND OTHER
D | DRILL NEW WELLS (NORTH HUNT SUD, HUNT, NACATOCH, SABINE, 2040) | 2040 | NORTH HUNT SUD | 1054000 | GROUNDWATER WELLS AND OTHER
D | DRILL NEW WELLS (NORTH HUNT SUD, HUNT, NACATOCH, SABINE, 2050) | 2050 | NORTH HUNT SUD | 1998000 | GROUNDWATER WELLS AND OTHER
D | DRILL NEW WELLS (NORTH HUNT SUD, HUNT, NACATOCH, SABINE, 2060) | 2060 | NORTH HUNT SUD | 2932000 | GROUNDWATER WELLS AND OTHER
D | DRILL NEW WELLS (NORTH HUNT SUD, HUNT, NACATOCH, SABINE, 2070) | 2070 | NORTH HUNT SUD | 2902000 | GROUNDWATER WELLS AND OTHER
D | DRILL NEW WELLS (PANOLA BETHANY, QUEEN CITY, SABINE) | 2030 | PANOLA-BETHANY WSC | 2399000 | GROUNDWATER WELLS AND OTHER
D | DRILL NEW WELLS (R-P-M WSC, CARRIZO-WILCOX, NECHES, 2030) | 2030 | R P M WSC | 895000 | GROUNDWATER WELLS AND OTHER
D | DRILL NEW WELLS (R-P-M WSC, CARRIZO-WILCOX, NECHES, 2040) | 2040 | R P M WSC | 370000 | GROUNDWATER WELLS AND OTHER
D | DRILL NEW WELLS (R-P-M WSC, CARRIZO-WILCOX, NECHES, 2050) | 2050 | R P M WSC | 753000 | GROUNDWATER WELLS AND OTHER
D | DRILL NEW WELLS (R-P-M WSC, CARRIZO-WILCOX, NECHES, 2060) | 2060 | R P M WSC | 784000 | GROUNDWATER WELLS AND OTHER
D | DRILL NEW WELLS (R-P-M WSC, CARRIZO-WILCOX, NECHES, 2070) | 2070 | R P M WSC | 774000 | GROUNDWATER WELLS AND OTHER
D | DRILL NEW WELLS (SCOTTSVILLE, QUEEN CITY, CYPRESS) | 2020 | SCOTTSVILLE | 1429000 | GROUNDWATER WELLS AND OTHER
D | DRILL NEW WELLS (SMITH COUNTY MUD 1, QUEEN CITY, SABINE) | 2040 | SMITH COUNTY MUD 1 | 3948000 | GROUNDWATER WELLS AND OTHER
D | DRILL NEW WELLS (STAR MOUNTAIN, QUEEN CITY, SABINE) | 2020 | STAR MOUNTAIN WSC | 1521000 | GROUNDWATER WELLS AND OTHER
D | DRILL NEW WELLS (STARRVILLE FRIENDSHIP, CARRIZO, SABINE) | 2060 | STARRVILLE-FRIENDSHIP WSC | 761000 | GROUNDWATER WELLS AND OTHER
D | DRILL NEW WELLS (WASKOM, QUEEN CITY, CYPRESS) | 2020 | WASKOM | 2399000 | GROUNDWATER WELLS AND OTHER
D | DRILL NEW WELLS (WINONA, CARRIZO-WILCOX, SABINE) | 2050 | WINONA | 761000 | GROUNDWATER WELLS AND OTHER
D | INCREASE EXISTING CONTRACT (HARLETON, CYPRESS) | 2020 | HARLETON WSC | 4928 | OTHER SURFACE WATER
D | INCREASE EXISTING CONTRACT (HOLLY SPRINGS, CYPRESS) | 2020 | HOLLY SPRINGS WSC | 130000 | OTHER SURFACE WATER
D | NEW CONTRACT AND PIPELINE TO LAMAR CO WSD FOR LAMAR LIVESTOCK | 2020 | LIVESTOCK (LAMAR) | 14574000 | OTHER SURFACE WATER
D | NEW CONTRACT WITH GREENVILLE AND PIPELINE TO CELESTE | 2070 | CELESTE | 3342000 | OTHER SURFACE WATER
D | NEW CONTRACT WITH GREENVILLE AND PIPELINE TO WOLFE CITY | 2050 | WOLFE CITY | 7124000 | OTHER SURFACE WATER
D | NEW WTP GREENVILLE | 2070 | GREENVILLE | 81786000 | OTHER SURFACE WATER
D | PAT MAYSE RAW WATER PIPELINE (IRRIGATION LAMAR, RED) | 2020 | IRRIGATION (LAMAR) | 12021000 | OTHER SURFACE WATER
D | RIVERBEND STRATEGY CASS NEW WTP AND TRANSMISSION LINE | 2030 | RIVERBEND WATER RESOURCES DISTRICT | 22807000 | OTHER SURFACE WATER
D | RIVERBEND WMS INTERIM TO ULTIMATE STORAGE CONVERSION | 2020 | RIVERBEND WATER RESOURCES DISTRICT | 20550000 | OTHER SURFACE WATER
D | RIVERBEND WMS NEW RAW WATER INTAKE 120 MGD 2030 | 2030 | RIVERBEND WATER RESOURCES DISTRICT | 13282000 | OTHER SURFACE WATER
D | RIVERBEND WMS NEW RAW WATER PIPELINE 32 MGD 2050 | 2050 | RIVERBEND WATER RESOURCES DISTRICT | 61647000 | OTHER SURFACE WATER
D | RIVERBEND WMS NEW WTP 25 MGD 2030 | 2030 | RIVERBEND WATER RESOURCES DISTRICT | 127811000 | OTHER SURFACE WATER
D | RIVERBEND WMS PUMP STATION EXPANSION 18 MGD 2050 | 2050 | RIVERBEND WATER RESOURCES DISTRICT | 11603000 | OTHER SURFACE WATER
D | RIVERBEND WMS PUMP STATION EXPANSION 30 MGD 2060 | 2060 | RIVERBEND WATER RESOURCES DISTRICT | 22130000 | OTHER SURFACE WATER
D | RIVERBEND WMS PUMP STATION EXPANSION 6 MGD 2040 | 2040 | RIVERBEND WATER RESOURCES DISTRICT | 4326000 | OTHER SURFACE WATER
D | RIVERBEND WMS RAW WATER PIPELINE 72 MGD 2030 | 2030 | RIVERBEND WATER RESOURCES DISTRICT | 36061000 | OTHER SURFACE WATER
D | RIVERBEND WMS RAW WATER PUMP STATION 66 MGD 2030 | 2030 | RIVERBEND WATER RESOURCES DISTRICT | 45041000 | OTHER SURFACE WATER
D | RIVERBEND WMS WATER RIGHT AMENDMENT | 2020 | RIVERBEND WATER RESOURCES DISTRICT | 103000 | OTHER SURFACE WATER
D | RIVERBEND WMS WTP EXPANSION 10 MGD 2050 | 2050 | RIVERBEND WATER RESOURCES DISTRICT | 33348000 | OTHER SURFACE WATER
D | RIVERBEND WMS WTP EXPANSION 5 MGD 2040 | 2040 | RIVERBEND WATER RESOURCES DISTRICT | 19745000 | OTHER SURFACE WATER
D | WTP EXPANSION 2030 (GREENVILLE, SABINE) | 2030 | GREENVILLE | 43955000 | OTHER SURFACE WATER
E | BREWSTER COUNTY OTHER (MARATHON WSSSERVICE) - WATER LOSS AUDIT AND MAIN-LINE REPAIR | 2020 | COUNTY-OTHER (BREWSTER) | 255000 | MUNICIPAL CONSERVATION
E | BREWSTER COUNTY OTHER (STUDY BUTTE TERLINGUA WS) - WATER LOSS AUDIT AND MAIN-LINE REPAIR | 2020 | COUNTY-OTHER (BREWSTER) | 3054000 | MUNICIPAL CONSERVATION
E | CITY OF ALPINE - IRRIGATION APPLICATION OF CAPTURED RAINWATER RUNOFF | 2030 | ALPINE | 1296000 | OTHER STRATEGIES
E | CITY OF ALPINE - MODIFICATION TO WASTEWATER TREATMENT FACILITY & IRRIGATION SYSTEM | 2030 | ALPINE | 2318000 | OTHER DIRECT REUSE
E | CITY OF PRESIDIO - ADDITIONAL GROUNDWATER WELL | 2020 | PRESIDIO | 5509000 | GROUNDWATER WELLS AND OTHER
E | CITY OF PRESIDIO - WATER LOSS AUDIT AND MAIN-LINE REPAIR | 2020 | PRESIDIO | 509000 | MUNICIPAL CONSERVATION
E | CULBERSON COUNTY IRRIGATION - ADDITIONAL GROUNDWATER WELL - WEST TEXAS BOLSONS AQUIFER | 2020 | IRRIGATION (CULBERSON) | 510000 | GROUNDWATER WELLS AND OTHER
E | EAST MONTANA WS - WATER LOSS AUDIT AND MAIN-LINE REPAIR | 2020 | EAST MONTANA WATER SYSTEM | 1018000 | MUNICIPAL CONSERVATION
E | EL PASO CO. TORNILLO WID - ADDITIONAL GROUNDWATER WELL AND TRANSMISSION LINE | 2020 | EL PASO COUNTY TORNILLO WID | 2060000 | GROUNDWATER WELLS AND OTHER
E | EL PASO COUNTY - EPCWID #1 - IMPROVEMENTS TO WATER DISTRICT DELIVERY SYSTEM | 2020 | IRRIGATION (EL PASO) | 157777783 | AGRICULTURAL CONSERVATION
E | EL PASO COUNTY - EPCWID #1 - IRRIGATION SCHEDULING | 2020 | IRRIGATION (EL PASO) | 102595 | AGRICULTURAL CONSERVATION
E | EL PASO COUNTY - EPCWID #1 - REGULATING RIVERSIDE RESERVOIR | 2030 | IRRIGATION (EL PASO) | 6754036 | OTHER SURFACE WATER
E | EL PASO COUNTY - EPCWID #1 - TAILWATER REUSE | 2020 | IRRIGATION (EL PASO) | 973368 | AGRICULTURAL CONSERVATION
E | EL PASO COUNTY - EPCWID#1 - NEW WATERWAY 32 RIVER DIVERSION PUMPING POINT | 2020 | IRRIGATION (EL PASO) | 4055887 | AGRICULTURAL CONSERVATION
E | EL PASO COUNTY - MINING - ADDITIONAL GROUNDWATER WELLS | 2020 | MINING (EL PASO) | 1208000 | GROUNDWATER WELLS AND OTHER
E | EPW - ADVANCED PURIFIED WATER AT THE BUSTAMANTE WWTP | 2020 | EL PASO WATER | 100361400 | OTHER DIRECT REUSE
E | EPW - GROUNDWATER FROM DELL CITY AREA (PHASE 1) | 2040 | EL PASO WATER | 569357000 | GROUNDWATER WELLS AND OTHER
E | EPW - GROUNDWATER FROM DELL CITY AREA (PHASE 2) | 2050 | EL PASO WATER | 320226000 | GROUNDWATER WELLS AND OTHER
E | EPW - HUECO BOLSON ARTIFICIAL RECHARGE | 2030 | EL PASO WATER | 38003000 | CONJUNCTIVE USE
E | EPW - MUNICIPAL CONSERVATION PROGRAM | 2020 | EL PASO WATER | 1071000 | MUNICIPAL CONSERVATION
E | FORT DAVIS WSC - ADDITIONAL GROUNDWATER WELL | 2020 | FORT DAVIS WSC | 584000 | GROUNDWATER WELLS AND OTHER
E | FORT DAVIS WSC - ADDITIONAL TRANSMISSION LINE | 2030 | FORT DAVIS WSC | 1671000 | GROUNDWATER WELLS AND OTHER
E | HACIENDAS DEL NORTE WID - WATER LOSS AUDIT AND MAIN-LINE REPAIR | 2020 | HACIENDAS DEL NORTE WID | 764000 | MUNICIPAL CONSERVATION
E | HORIZON REGIONAL MUD - ADDITIONAL WELLS AND EXPANSION OF DESAL PLANT | 2020 | HORIZON REGIONAL MUD | 71809000 | GROUNDWATER DESALINATION
E | HORIZON REGIONAL MUD - WATER LOSS AUDIT AND MAIN-LINE REPAIR | 2020 | HORIZON REGIONAL MUD | 255000 | MUNICIPAL CONSERVATION
E | HUDSPETH COUNTY OTHER (CITY OF SIERRA BLANCA - HUDSPETH CO. WCID #1) - REPLACE WATER SUPPLY LINE | 2030 | COUNTY-OTHER (HUDSPETH) | 18432000 | GROUNDWATER WELLS AND OTHER
E | HUDSPETH COUNTY OTHER (DELL CITY) - BRACKISH GROUNDWATER DESALINATION FACILITY | 2030 | COUNTY-OTHER (HUDSPETH) | 1636000 | GROUNDWATER DESALINATION
E | HUDSPETH COUNTY OTHER - HUDSPETH CO. WCID #1 - GROUNDWATER WELL NE OF VAN HORN | 2020 | COUNTY-OTHER (HUDSPETH) | 2132000 | GROUNDWATER WELLS AND OTHER
E | HUDSPETH COUNTY OTHER - HUDSPETH CO. WCID #1 - GROUNDWATER WELL WEST OF VAN HORN | 2020 | COUNTY-OTHER (HUDSPETH) | 636000 | GROUNDWATER WELLS AND OTHER
E | HUDSPETH COUNTY OTHER - HUDSPETH CO. WCID #1 - LOCAL GROUNDWATER WELL | 2020 | COUNTY-OTHER (HUDSPETH) | 940000 | GROUNDWATER WELLS AND OTHER
E | HUDSPETH MINING - ADDITIONAL GROUNDWATER WELL | 2020 | MINING (HUDSPETH) | 306000 | GROUNDWATER DESALINATION
E | JEFF DAVIS COUNTY OTHER (TOWN OF VALENTINE) - ADDITIONAL GROUNDWATER WELL | 2020 | COUNTY-OTHER (JEFF DAVIS) | 783000 | GROUNDWATER WELLS AND OTHER
E | LAJITAS MUNICIPAL SERVICES - WATER LOSS AND MAIN-LINE REPAIR | 2020 | LAJITAS MUNICIPAL SERVICES | 2545000 | MUNICIPAL CONSERVATION
E | LVWD - GROUNDWATER FROM PROPOSED WELL FIELD - HUECO BOLSON AQUIFER | 2030 | LOWER VALLEY WATER DISTRICT | 36110000 | GROUNDWATER DESALINATION
E | LVWD - GROUNDWATER FROM PROPOSED WELL FIELD - RIO GRANDE ALLUVIUM AQUIFER | 2030 | LOWER VALLEY WATER DISTRICT | 39236000 | GROUNDWATER DESALINATION
E | LVWD - SURFACE WATER TREATMENT PLANT AND TRANSMISSION LINES | 2030 | LOWER VALLEY WATER DISTRICT | 74338000 | OTHER SURFACE WATER
E | LVWD - WASTEWATER TREATMENT AND ASR FACILITY | 2030 | LOWER VALLEY WATER DISTRICT | 23509000 | AQUIFER STORAGE AND RECOVERY
E | TOWN OF ANTHONY - ADDITIONAL GROUNDWATER WELL | 2020 | ANTHONY | 1913000 | GROUNDWATER WELLS AND OTHER
E | TOWN OF ANTHONY - ARSENIC TREATMENT FACILITY | 2020 | ANTHONY | 10334000 | GROUNDWATER WELLS AND OTHER
F | ADDITIONAL TREATMENT - MASON | 2020 | MASON | 2605000 | GROUNDWATER WELLS AND OTHER
F | ADVANCED GROUNDWATER TREATMENT - BRADY | 2020 | BRADY | 29719000 | GROUNDWATER WELLS AND OTHER
F | ADVANCED GROUNDWATER TREATMENT - PECOS CITY | 2030 | PECOS | 27680000 | GROUNDWATER WELLS AND OTHER
F | ADVANCED TREATMENT (RO) OF PAUL DAVIS WELL FIELD SUPPLIES - MIDLAND | 2040 | MIDLAND | 60804000 | GROUNDWATER WELLS AND OTHER
F | CONCHO RIVER WATER PROJECT - SAN ANGELO | 2020 | SAN ANGELO | 116861000 | INDIRECT REUSE
F | CRMWD - WARD COUNTY WELL FIELD EXPANSION AND DEVELOPMENT OF WINKLER COUNTY WELL FIELD | 2050 | COLORADO RIVER MWD | 168324000 | GROUNDWATER WELLS AND OTHER
F | CRMWD - WARD COUNTY WELL REPLACEMENT | 2030 | COLORADO RIVER MWD | 10440000 | GROUNDWATER WELLS AND OTHER
F | DEVELOP ADDITIONAL EDWARDS-TRINITY-PLATEAU AQUIFER SUPPLIES - SONORA | 2020 | SONORA | 437000 | GROUNDWATER WELLS AND OTHER
F | DEVELOP ADDITIONAL ELLENBURGER SAN SABA AQUIFER SUPPLIES - KIMBLE COUNTY MANUFACTURING | 2020 | MANUFACTURING (KIMBLE) | 1621000 | GROUNDWATER WELLS AND OTHER
F | DEVELOP ADDITIONAL PECOS VALLEY AQUIFER SUPPLIES - REEVES COUNTY MINING | 2020 | MINING (REEVES) | 17465000 | GROUNDWATER WELLS AND OTHER
F | DEVELOP ALLUVIAL WELL SUPPLIES - MENARD | 2020 | MENARD | 13835000 | OTHER SURFACE WATER
F | DEVELOP CROSS TIMBERS AQUIFER SUPPLIES - BROWN COUNTY, MINING | 2020 | MINING (BROWN) | 2440000 | GROUNDWATER WELLS AND OTHER
F | DEVELOP EDWARDS-TRINITY PLATEAU AQUIFER SUPPLIES - JUNCTION | 2020 | JUNCTION | 7457000 | GROUNDWATER WELLS AND OTHER
F | DEVELOP EDWARDS-TRINITY PLATEAU AQUIFER SUPPLIES - PECOS COUNTY WCID #1 | 2020 | PECOS COUNTY WCID 1 | 3630000 | GROUNDWATER WELLS AND OTHER
F | DEVELOP EDWARDS-TRINITY-PLATEAU AQUIFER SUPPLIES - BALMORHEA | 2020 | BALMORHEA | 1948000 | GROUNDWATER WELLS AND OTHER
F | DEVELOP OTHER AQUIFER SUPPLIES - SCURRY COUNTY MANUFACTURING | 2020 | MANUFACTURING (SCURRY) | 677000 | GROUNDWATER WELLS AND OTHER
F | DEVELOP OTHER AQUIFER SUPPLIES IN SOUTHWEST COKE COUNTY - BRONTE | 2020 | BRONTE | 23694000 | GROUNDWATER WELLS AND OTHER
F | DEVELOP PECOS VALLEY AQUIFER SUPPLIES - GRANDFALLS | 2050 | GRANDFALLS | 2410000 | GROUNDWATER WELLS AND OTHER
F | DEVELOP PECOS VALLEY AQUIFER SUPPLIES - PECOS, MINING | 2020 | MINING (PECOS) | 492000 | GROUNDWATER WELLS AND OTHER
F | DEVELOP PECOS VALLEY AQUIFER SUPPLIES FROM ROARK RANCH IN WINKLER CO - MIDLAND COUNTY OTHER | 2030 | COUNTY-OTHER (MIDLAND) | 24557000 | GROUNDWATER WELLS AND OTHER
F | DIRECT NON-POTABLE REUSE - PECOS CITY | 2020 | PECOS | 8707000 | OTHER DIRECT REUSE
F | DIRECT NON-POTABLE REUSE FOR SALES FROM COLORADO CITY - MITCHELL COUNTY SEP | 2020 | STEAM ELECTRIC POWER (MITCHELL) | 8642000 | OTHER DIRECT REUSE
F | DIRECT POTABLE REUSE - PECOS CITY | 2030 | PECOS | 29541000 | DIRECT POTABLE REUSE
F | DREDGE RIVER INTAKE - JUNCTION | 2020 | JUNCTION | 8487000 | OTHER SURFACE WATER
F | HICKORY WELL FIELD EXPANSION IN MCCULLOCH COUNTY - SAN ANGELO | 2030 | SAN ANGELO | 55491000 | GROUNDWATER WELLS AND OTHER
F | IRRIGATION CONSERVATION - ANDREWS COUNTY | 2020 | IRRIGATION (ANDREWS) | 1547740 | AGRICULTURAL CONSERVATION
F | IRRIGATION CONSERVATION - BORDEN COUNTY | 2020 | IRRIGATION (BORDEN) | 224124 | AGRICULTURAL CONSERVATION
F | IRRIGATION CONSERVATION - BROWN COUNTY | 2020 | IRRIGATION (BROWN) | 494000 | AGRICULTURAL CONSERVATION
F | IRRIGATION CONSERVATION - COKE COUNTY | 2020 | IRRIGATION (COKE) | 62837 | AGRICULTURAL CONSERVATION
F | IRRIGATION CONSERVATION - COLEMAN COUNTY | 2020 | IRRIGATION (COLEMAN) | 35340 | AGRICULTURAL CONSERVATION
F | IRRIGATION CONSERVATION - CONCHO COUNTY | 2020 | IRRIGATION (CONCHO) | 409807 | AGRICULTURAL CONSERVATION
F | IRRIGATION CONSERVATION - CROCKETT COUNTY | 2020 | IRRIGATION (CROCKETT) | 15390 | AGRICULTURAL CONSERVATION
F | IRRIGATION CONSERVATION - ECTOR COUNTY | 2020 | IRRIGATION (ECTOR) | 86184 | AGRICULTURAL CONSERVATION
F | IRRIGATION CONSERVATION - GLASSCOCK COUNTY | 2020 | IRRIGATION (GLASSCOCK) | 1558122 | AGRICULTURAL CONSERVATION
F | IRRIGATION CONSERVATION - HOWARD COUNTY | 2020 | IRRIGATION (HOWARD) | 575419 | AGRICULTURAL CONSERVATION
F | IRRIGATION CONSERVATION - IRION COUNTY | 2020 | IRRIGATION (IRION) | 120042 | AGRICULTURAL CONSERVATION
F | IRRIGATION CONSERVATION - KIMBLE COUNTY | 2020 | IRRIGATION (KIMBLE) | 242318 | AGRICULTURAL CONSERVATION
F | IRRIGATION CONSERVATION - MARTIN COUNTY | 2020 | IRRIGATION (MARTIN) | 4159974 | AGRICULTURAL CONSERVATION
F | IRRIGATION CONSERVATION - MASON COUNTY | 2020 | IRRIGATION (MASON) | 566124 | AGRICULTURAL CONSERVATION
F | IRRIGATION CONSERVATION - MCCULLOCH COUNTY | 2020 | IRRIGATION (MCCULLOCH) | 264936 | AGRICULTURAL CONSERVATION
F | IRRIGATION CONSERVATION - MENARD COUNTY | 2020 | IRRIGATION (MENARD) | 417582 | AGRICULTURAL CONSERVATION
F | IRRIGATION CONSERVATION - MIDLAND COUNTY | 2020 | IRRIGATION (MIDLAND) | 2064198 | AGRICULTURAL CONSERVATION
F | IRRIGATION CONSERVATION - MITCHELL COUNTY | 2020 | IRRIGATION (MITCHELL) | 194362 | AGRICULTURAL CONSERVATION
F | IRRIGATION CONSERVATION - PECOS COUNTY | 2020 | IRRIGATION (PECOS) | 16341330 | AGRICULTURAL CONSERVATION
F | IRRIGATION CONSERVATION - REAGAN COUNTY | 2020 | IRRIGATION (REAGAN) | 2511534 | AGRICULTURAL CONSERVATION
F | IRRIGATION CONSERVATION - REEVES COUNTY | 2020 | IRRIGATION (REEVES) | 6718818 | AGRICULTURAL CONSERVATION
F | IRRIGATION CONSERVATION - RUNNELS COUNTY | 2020 | IRRIGATION (RUNNELS) | 283176 | AGRICULTURAL CONSERVATION
F | IRRIGATION CONSERVATION - SCHLEICHER COUNTY | 2020 | IRRIGATION (SCHLEICHER) | 82582 | AGRICULTURAL CONSERVATION
F | IRRIGATION CONSERVATION - SCURRY COUNTY | 2020 | IRRIGATION (SCURRY) | 746829 | AGRICULTURAL CONSERVATION
F | IRRIGATION CONSERVATION - STERLING COUNTY | 2020 | IRRIGATION (STERLING) | 102486 | AGRICULTURAL CONSERVATION
F | IRRIGATION CONSERVATION - SUTTON COUNTY | 2020 | IRRIGATION (SUTTON) | 128000 | AGRICULTURAL CONSERVATION
F | IRRIGATION CONSERVATION - TOM GREEN COUNTY | 2020 | IRRIGATION (TOM GREEN) | 3875362 | AGRICULTURAL CONSERVATION
F | IRRIGATION CONSERVATION - UPTON COUNTY | 2020 | IRRIGATION (UPTON) | 1185942 | AGRICULTURAL CONSERVATION
F | IRRIGATION CONSERVATION - WARD COUNTY | 2020 | IRRIGATION (WARD) | 360240 | AGRICULTURAL CONSERVATION
F | IRRIGATION CONSERVATION - WINKLER COUNTY | 2020 | IRRIGATION (WINKLER) | 399798 | AGRICULTURAL CONSERVATION
F | MINING CONSERVATION - ANDREWS COUNTY | 2020 | MINING (ANDREWS) | 5540000 | INDUSTRIAL CONSERVATION
F | MINING CONSERVATION - BORDEN COUNTY | 2020 | MINING (BORDEN) | 780000 | INDUSTRIAL CONSERVATION
F | MINING CONSERVATION - BROWN COUNTY | 2020 | MINING (BROWN) | 1340000 | INDUSTRIAL CONSERVATION
F | MINING CONSERVATION - COKE COUNTY | 2020 | MINING (COKE) | 400000 | INDUSTRIAL CONSERVATION
F | MINING CONSERVATION - COLEMAN COUNTY | 2020 | MINING (COLEMAN) | 100000 | INDUSTRIAL CONSERVATION
F | MINING CONSERVATION - CONCHO COUNTY | 2020 | MINING (CONCHO) | 400000 | INDUSTRIAL CONSERVATION
F | MINING CONSERVATION - CRANE COUNTY | 2020 | MINING (CRANE) | 720000 | INDUSTRIAL CONSERVATION
F | MINING CONSERVATION - CROCKETT COUNTY | 2020 | MINING (CROCKETT) | 6300000 | INDUSTRIAL CONSERVATION
F | MINING CONSERVATION - ECTOR COUNTY | 2020 | MINING (ECTOR) | 600000 | INDUSTRIAL CONSERVATION
F | MINING CONSERVATION - GLASSCOCK COUNTY | 2020 | MINING (GLASSCOCK) | 4960000 | INDUSTRIAL CONSERVATION
F | MINING CONSERVATION - HOWARD COUNTY | 2020 | MINING (HOWARD) | 2860000 | INDUSTRIAL CONSERVATION
F | MINING CONSERVATION - IRION COUNTY | 2020 | MINING (IRION) | 6440000 | INDUSTRIAL CONSERVATION
F | MINING CONSERVATION - KIMBLE COUNTY | 2020 | MINING (KIMBLE) | 20000 | INDUSTRIAL CONSERVATION
F | MINING CONSERVATION - LOVING COUNTY | 2020 | MINING (LOVING) | 10500000 | INDUSTRIAL CONSERVATION
F | MINING CONSERVATION - MARTIN COUNTY | 2020 | MINING (MARTIN) | 6040000 | INDUSTRIAL CONSERVATION
F | MINING CONSERVATION - MASON COUNTY | 2020 | MINING (MASON) | 860000 | INDUSTRIAL CONSERVATION
F | MINING CONSERVATION - MCCULLOCH COUNTY | 2020 | MINING (MCCULLOCH) | 7500000 | INDUSTRIAL CONSERVATION
F | MINING CONSERVATION - MENARD COUNTY | 2020 | MINING (MENARD) | 920000 | INDUSTRIAL CONSERVATION
F | MINING CONSERVATION - MIDLAND COUNTY | 2020 | MINING (MIDLAND) | 8900000 | INDUSTRIAL CONSERVATION
F | MINING CONSERVATION - MITCHELL COUNTY | 2020 | MINING (MITCHELL) | 620000 | INDUSTRIAL CONSERVATION
F | MINING CONSERVATION - PECOS COUNTY | 2020 | MINING (PECOS) | 10780000 | INDUSTRIAL CONSERVATION
F | MINING CONSERVATION - REAGAN COUNTY | 2020 | MINING (REAGAN) | 8900000 | INDUSTRIAL CONSERVATION
F | MINING CONSERVATION - REEVES COUNTY | 2020 | MINING (REEVES) | 17640000 | INDUSTRIAL CONSERVATION
F | MINING CONSERVATION - RUNNELS COUNTY | 2020 | MINING (RUNNELS) | 220000 | INDUSTRIAL CONSERVATION
F | MINING CONSERVATION - SCHLEICHER COUNTY | 2020 | MINING (SCHLEICHER) | 620000 | INDUSTRIAL CONSERVATION
F | MINING CONSERVATION - SCURRY COUNTY | 2020 | MINING (SCURRY) | 680000 | INDUSTRIAL CONSERVATION
F | MINING CONSERVATION - STERLING COUNTY | 2020 | MINING (STERLING) | 800000 | INDUSTRIAL CONSERVATION
F | MINING CONSERVATION - SUTTON COUNTY | 2020 | MINING (SUTTON) | 640000 | INDUSTRIAL CONSERVATION
F | MINING CONSERVATION - TOM GREEN COUNTY | 2020 | MINING (TOM GREEN) | 980000 | INDUSTRIAL CONSERVATION
F | MINING CONSERVATION - UPTON COUNTY | 2020 | MINING (UPTON) | 2020000 | INDUSTRIAL CONSERVATION
F | MINING CONSERVATION - WARD COUNTY | 2020 | MINING (WARD) | 1600000 | INDUSTRIAL CONSERVATION
F | MINING CONSERVATION - WINKLER COUNTY | 2020 | MINING (WINKLER) | 980000 | INDUSTRIAL CONSERVATION
F | NEW WATER TREATMENT PLANT - BIG SPRING | 2030 | BIG SPRING | 104651000 | OTHER SURFACE WATER
F | PARTNER WITH MADERA VALLEY WSC & EXPAND WELL FIELD - PECOS CITY | 2030 | PECOS | 43107000 | GROUNDWATER WELLS AND OTHER
F | PURCHASE FROM PROVIDER - WINTERS | 2020 | WINTERS | 974000 | OTHER SURFACE WATER
F | PURCHASE TREATED WATER FROM CITY OF ODESSA - GREATER GARDENDALE WSC | 2030 | GREATER GARDENDALE WSC | 6078000 | OTHER SURFACE WATER
F | REHABILITATION OF OAK CREEK PIPELINE - BRONTE | 2030 | BRONTE | 9896000 | OTHER SURFACE WATER
F | RO TREATMENT OF EXISTING SUPPLIES - ODESSA | 2030 | ODESSA | 83062000 | OTHER SURFACE WATER
F | TRANSMISSION PIPELINE REPLACEMENT - PECOS COUNTY WCID #1 | 2020 | PECOS COUNTY WCID 1 | 26102000 | GROUNDWATER WELLS AND OTHER
F | WATER AUDITS AND LEAK - BROOKESMITH SUD 2020 | 2020 | BROOKESMITH SUD | 1737000 | MUNICIPAL CONSERVATION
F | WATER AUDITS AND LEAK - BROOKESMITH SUD 2040 | 2040 | BROOKESMITH SUD | 1756500 | MUNICIPAL CONSERVATION
F | WATER AUDITS AND LEAK - BROOKESMITH SUD 2060 | 2060 | BROOKESMITH SUD | 1756500 | MUNICIPAL CONSERVATION
F | WATER AUDITS AND LEAK - COLEMAN 2020 | 2020 | COLEMAN | 1074800 | MUNICIPAL CONSERVATION
F | WATER AUDITS AND LEAK - COLEMAN 2040 | 2040 | COLEMAN | 1085600 | MUNICIPAL CONSERVATION
F | WATER AUDITS AND LEAK - COLEMAN 2060 | 2060 | COLEMAN | 1085600 | MUNICIPAL CONSERVATION
F | WATER AUDITS AND LEAK - MILLERSVIEW-DOOLE WSC 2020 | 2020 | MILLERSVIEW-DOOLE WSC | 965800 | MUNICIPAL CONSERVATION
F | WATER AUDITS AND LEAK - MILLERSVIEW-DOOLE WSC 2040 | 2040 | MILLERSVIEW-DOOLE WSC | 991000 | MUNICIPAL CONSERVATION
F | WATER AUDITS AND LEAK - MILLERSVIEW-DOOLE WSC 2060 | 2060 | MILLERSVIEW-DOOLE WSC | 1009100 | MUNICIPAL CONSERVATION
F | WATER AUDITS AND LEAK - SONORA 2020 | 2020 | SONORA | 679900 | MUNICIPAL CONSERVATION
F | WATER AUDITS AND LEAK - SONORA 2040 | 2040 | SONORA | 707400 | MUNICIPAL CONSERVATION
F | WATER AUDITS AND LEAK - SONORA 2060 | 2060 | SONORA | 720800 | MUNICIPAL CONSERVATION
F | WATER AUDITS AND LEAK - ZEPHYR WSC 2020 | 2020 | ZEPHYR WSC | 944700 | MUNICIPAL CONSERVATION
F | WATER AUDITS AND LEAK - ZEPHYR WSC 2040 | 2040 | ZEPHYR WSC | 954800 | MUNICIPAL CONSERVATION
F | WATER AUDITS AND LEAK - ZEPHYR WSC 2060 | 2060 | ZEPHYR WSC | 954800 | MUNICIPAL CONSERVATION
F | WATER TREATMENT PLANT EXPANSION - BRONTE | 2030 | BRONTE | 10270000 | OTHER SURFACE WATER
F | WEST TEXAS WATER PARTNERSHIP | 2030 | SAN ANGELO; ABILENE; MIDLAND | 549093000 | GROUNDWATER DESALINATION; GROUNDWATER WELLS AND OTHER; OTHER SURFACE WATER
G | ABILENE BRA SYS OPS FACILITIES EXPANSION | 2020 | ABILENE | 8939000 | OTHER SURFACE WATER
G | ALCOA PROPERTY SUPPLY | 2050 | GEORGETOWN | 241689000 | OTHER SURFACE WATER
G | BELL COUNTY WCID 1- NORTH REUSE | 2030 | BELL COUNTY WCID #1 | 15186000 | OTHER DIRECT REUSE
G | BELL COUNTY WCID 1- SOUTH REUSE | 2030 | BELL COUNTY WCID #1 | 11578000 | OTHER DIRECT REUSE
G | BELTON TO STILLHOUSE PIPELINE-BRA | 2030 | BRAZOS RIVER AUTHORITY | 67993000 | OTHER SURFACE WATER
G | BLAINE AQUIFER DEVELOPMENT - FISHER COUNTY MINING | 2020 | MINING (FISHER) | 511000 | GROUNDWATER WELLS AND OTHER
G | BLAINE AQUIFER DEVELOPMENT - KNOX COUNTY IRRIGATION | 2020 | IRRIGATION (KNOX) | 631000 | GROUNDWATER WELLS AND OTHER
G | BLAINE AQUIFER DEVELOPMENT - KNOX COUNTY MANUFACTURING | 2020 | MANUFACTURING (KNOX) | 331000 | GROUNDWATER WELLS AND OTHER
G | BLAINE AQUIFER DEVELOPMENT - KNOX COUNTY MINING | 2020 | MINING (KNOX) | 178000 | GROUNDWATER WELLS AND OTHER
G | BLAINE AQUIFER DEVELOPMENT - STONEWALL COUNTY MANUFACTURING | 2020 | MANUFACTURING (STONEWALL) | 192000 | GROUNDWATER WELLS AND OTHER
G | BLAINE AQUIFER DEVELOPMENT - STONEWALL COUNTY MINING | 2020 | MINING (STONEWALL) | 687000 | GROUNDWATER WELLS AND OTHER
G | BOSQUE COUNTY-REGIONAL WATER SUPPLY PROJECT | 2030 | CHILDRESS CREEK WSC; VALLEY MILLS; MERIDIAN; CLIFTON; COUNTY-OTHER (BOSQUE) | 27097000 | OTHER SURFACE WATER
G | BRUSHY CREEK RESERVOIR- MARLIN | 2040 | MARLIN | 33229000 | NEW MAJOR RESERVOIR
G | BRUSHY CREEK RUA WATER SUPPLY | 2020 | CEDAR PARK; ROUND ROCK; LIBERTY HILL; LEANDER | 326793406 | OTHER SURFACE WATER
G | BRYAN ASR (CARRIZO-WILCOX) | 2030 | BRYAN | 72404000 | AQUIFER STORAGE AND RECOVERY
G | CARRIZO AQUIFER DEVELOPMENT - BISTONE MWSD | 2060 | BISTONE MUNICIPAL WATER SUPPLY DISTRICT | 1772000 | GROUNDWATER WELLS AND OTHER
G | CARRIZO AQUIFER DEVELOPMENT - LEE COUNTY MINING | 2020 | MINING (LEE) | 3077000 | GROUNDWATER WELLS AND OTHER
G | CARRIZO AQUIFER DEVELOPMENT - LIMESTONE COUNTY MANUFACTURING | 2020 | MANUFACTURING (LIMESTONE) | 1767000 | GROUNDWATER WELLS AND OTHER
G | CARRIZO AQUIFER DEVELOPMENT - LIMESTONE COUNTY STEAM ELECTRIC | 2020 | STEAM ELECTRIC POWER (LIMESTONE) | 1709000 | GROUNDWATER WELLS AND OTHER
G | CARRIZO AQUIFER DEVELOPMENT - ROBERTSON COUNTY WSC | 2020 | ROBERTSON COUNTY WSC | 3440000 | GROUNDWATER WELLS AND OTHER
G | CARRIZO AQUIFER DEVELOPMENT - ROCKDALE | 2020 | ROCKDALE | 5086000 | GROUNDWATER WELLS AND OTHER
G | CARRIZO AQUIFER DEVELOPMENT - SOUTHWEST MILAM WSC | 2030 | SOUTHWEST MILAM WSC | 5080000 | GROUNDWATER WELLS AND OTHER
G | CARRIZO GW DEVELOPMENT FOR BRYAN IN BRAZOS COUNTY | 2030 | BRYAN | 34718000 | GROUNDWATER WELLS AND OTHER
G | CARRIZO GW DEVELOPMENT FOR COLLEGE STATION IN BRAZOS COUNTY | 2040 | COLLEGE STATION | 43914000 | GROUNDWATER WELLS AND OTHER
G | CEDAR RIDGE RESERVOIR | 2020 | ABILENE | 283646000 | NEW MAJOR RESERVOIR
G | CITY OF CAMERON LITTLE RIVER INTAKE | 2030 | CAMERON | 13006000 | OTHER SURFACE WATER
G | COLLEGE STATION - DPR | 2030 | COLLEGE STATION | 84177000 | DIRECT POTABLE REUSE
G | COLLEGE STATION ASR (REUSE) | 2020 | COLLEGE STATION | 86514000 | AQUIFER STORAGE AND RECOVERY
G | CONSERVATION - METER ENHANCEMENT PROGRAM - WACO | 2020 | WACO | 15282000 | MUNICIPAL CONSERVATION
G | CORYELL COUNTY OFF CHANNEL RESERVOIR-BRA | 2030 | MULTI COUNTY WSC | 82584000 | OTHER SURFACE WATER
G | CROSS TIMBERS AQUIFER DEVELOPMENT - THROCKMORTON COUNTY IRRIGATION | 2020 | IRRIGATION (THROCKMORTON) | 405000 | GROUNDWATER WELLS AND OTHER
G | CROSS TIMBERS AQUIFER DEVELOPMENT - THROCKMORTON COUNTY MINING | 2020 | MINING (THROCKMORTON) | 344000 | GROUNDWATER WELLS AND OTHER
G | CROSS TIMBERS AQUIFER DEVELOPMENT - YOUNG COUNTY IRRIGATION | 2020 | IRRIGATION (YOUNG) | 540000 | GROUNDWATER WELLS AND OTHER
G | CROSS TIMBERS AQUIFER DEVELOPMENT - YOUNG COUNTY LIVESTOCK | 2020 | LIVESTOCK (YOUNG) | 151000 | GROUNDWATER WELLS AND OTHER
G | CROSS TIMBERS AQUIFER DEVELOPMENT - YOUNG COUNTY MINING | 2020 | MINING (YOUNG) | 514000 | GROUNDWATER WELLS AND OTHER
G | EAST WILLIAMSON COUNTY WATER PROJECT | 2020 | COUNTY-OTHER (WILLIAMSON); SONTERRA MUD | 30264420 | OTHER SURFACE WATER
G | EDWARDS AQUIFER DEVELOPMENT - BELL COUNTY IRRIGATION | 2020 | IRRIGATION (BELL) | 922000 | GROUNDWATER WELLS AND OTHER
G | EDWARDS AQUIFER DEVELOPMENT - BELL COUNTY MINING | 2070 | MINING (BELL) | 1423000 | GROUNDWATER WELLS AND OTHER
G | EDWARDS AQUIFER DEVELOPMENT-WILLIAMSON IRRIGATION | 2020 | IRRIGATION (WILLIAMSON) | 675000 | GROUNDWATER WELLS AND OTHER
G | ELLENBURGER SAN-SABA AQUIFER DEVELOPMENT - LAMPASAS COUNTY MINING | 2020 | MINING (LAMPASAS) | 2051000 | GROUNDWATER WELLS AND OTHER
G | EXPAND WTP (1.2 MGD) - GATESVILLE | 2020 | GATESVILLE | 9577000 | CONJUNCTIVE USE; OTHER SURFACE WATER
G | EXPAND WTP (1.8 MGD) - KEMPNER WSC | 2020 | KEMPNER WSC | 10821000 | OTHER SURFACE WATER
G | EXPAND WTP (2.1 MGD) - BELTON | 2070 | BELTON | 9158000 | OTHER SURFACE WATER
G | EXPAND WTP (21 MGD)- GEORGETOWN | 2030 | GEORGETOWN | 85760000 | OTHER SURFACE WATER
G | EXPAND WTP (23.2 MGD) - ABILENE | 2030 | ABILENE | 61665000 | NEW MAJOR RESERVOIR; OTHER SURFACE WATER
G | EXPAND WTP (4 MGD)- ROBINSON | 2020 | ROBINSON | 16813000 | OTHER SURFACE WATER
G | EXPAND WTP (4.2 MGD) - TEMPLE | 2020 | TEMPLE | 35666000 | OTHER SURFACE WATER
G | EXPAND WTP SWATS - ACTON MUD | 2040 | ACTON MUD | 23934000 | OTHER SURFACE WATER
G | EXPAND WTP SWATS - JOHNSON COUNTY SUD | 2040 | JOHNSON COUNTY SUD | 8814000 | OTHER SURFACE WATER
G | FHLM WSC BRA SYS OPS FACILITIES | 2030 | FHLM WSC | 95792000 | OTHER SURFACE WATER
G | GRANBURY NORTH WATER TREATMENT PLANT | 2030 | GRANBURY | 45500000 | OTHER SURFACE WATER
G | GROESBECK OFF CHANNEL RESERVOIR- GROESBECK | 2030 | GROESBECK | 23599000 | OTHER SURFACE WATER
G | GULF COAST AQUIFER DEVELOPMENT - GRIMES COUNTY IRRIGATION | 2020 | IRRIGATION (GRIMES) | 623000 | GROUNDWATER WELLS AND OTHER
G | GULF COAST AQUIFER DEVELOPMENT - GRIMES COUNTY MINING | 2020 | MINING (GRIMES) | 744000 | GROUNDWATER WELLS AND OTHER
G | GULF COAST AQUIFER DEVELOPMENT - WASHINGTON COUNTY MINING | 2020 | MINING (WASHINGTON) | 3348000 | GROUNDWATER WELLS AND OTHER
G | GULF COAST AQUIFER DEVELOPMENT- BRENHAM | 2020 | BRENHAM | 2958000 | GROUNDWATER WELLS AND OTHER
G | GULF COAST AQUIFER DEVELOPMENT- CORIX UTILITIES TEXAS INC | 2020 | CENTRAL WASHINGTON COUNTY WSC | 1853359 | GROUNDWATER WELLS AND OTHER
G | INTERCONNECT FROM ABILENE TO SWEETWATER | 2020 | SWEETWATER | 21667019 | NEW MAJOR RESERVOIR
G | INTERCONNECT FROM KILLEEN TO HARKER HEIGHTS | 2070 | HARKER HEIGHTS | 2580000 | OTHER SURFACE WATER
G | INTERCONNECT FROM WACO TO MART | 2020 | MART | 7105372 | OTHER SURFACE WATER
G | INTERCONNECT FROM WACO TO NORTH BOSQUE | 2030 | NORTH BOSQUE WSC | 2428068 | AQUIFER STORAGE AND RECOVERY
G | LAKE AQUILLA REALLOCATION- BRA | 2020 | BRAZOS RIVER AUTHORITY | 24353000 | OTHER SURFACE WATER
G | LAKE GEORGETOWN ASR | 2040 | GEORGETOWN | 306276000 | AQUIFER STORAGE AND RECOVERY
G | LAKE GRANGER ASR | 2020 | BRAZOS RIVER AUTHORITY | 116431000 | AQUIFER STORAGE AND RECOVERY
G | LAKE GRANGER AUGMENTATION-PHASE 2-BRA | 2020 | BRAZOS RIVER AUTHORITY | 845564000 | CONJUNCTIVE USE
G | LAKE WHITNEY REALLOCATION TO WILLIAMSON COUNTY | 2050 | BRAZOS RIVER AUTHORITY | 253824000 | OTHER SURFACE WATER
G | MARBLE FALLS AQUIFER DEVELOPMENT - LAMPASAS COUNTY IRRIGATION | 2020 | IRRIGATION (LAMPASAS) | 2054000 | GROUNDWATER WELLS AND OTHER
G | MCLENNAN COUNTY ASR (WACO) | 2030 | WACO | 65954000 | AQUIFER STORAGE AND RECOVERY
G | MUNICIPAL WATER CONSERVATION - ABILENE | 2030 | ABILENE | 12241000 | MUNICIPAL CONSERVATION
G | MUNICIPAL WATER CONSERVATION - ALBANY | 2030 | ALBANY | 1295000 | MUNICIPAL CONSERVATION
G | MUNICIPAL WATER CONSERVATION - AQUA WSC | 2030 | AQUA WSC | 60000 | MUNICIPAL CONSERVATION
G | MUNICIPAL WATER CONSERVATION - ARMSTRONG WSC | 2030 | ARMSTRONG WSC | 209000 | MUNICIPAL CONSERVATION
G | MUNICIPAL WATER CONSERVATION - ASPERMONT | 2030 | ASPERMONT | 496000 | MUNICIPAL CONSERVATION
G | MUNICIPAL WATER CONSERVATION - BARTLETT | 2030 | BARTLETT | 599000 | MUNICIPAL CONSERVATION
G | MUNICIPAL WATER CONSERVATION - BAYLOR SUD | 2030 | BAYLOR SUD | 423416 | MUNICIPAL CONSERVATION
G | MUNICIPAL WATER CONSERVATION - BELL COUNTY WCID 3 | 2030 | BELL COUNTY WCID 3 | 120000 | MUNICIPAL CONSERVATION
G | MUNICIPAL WATER CONSERVATION - BELL MILAM FALLS WSC | 2030 | BELL MILAM FALLS WSC | 26000 | MUNICIPAL CONSERVATION
G | MUNICIPAL WATER CONSERVATION - BELTON | 2030 | BELTON | 2142000 | MUNICIPAL CONSERVATION
G | MUNICIPAL WATER CONSERVATION - BETHESDA WSC | 2030 | BETHESDA WSC | 12420000 | MUNICIPAL CONSERVATION
G | MUNICIPAL WATER CONSERVATION - BISTONE MUNICIPAL WSD | 2030 | BISTONE MUNICIPAL WATER SUPPLY DISTRICT | 577000 | MUNICIPAL CONSERVATION
G | MUNICIPAL WATER CONSERVATION - BRECKENRIDGE | 2030 | BRECKENRIDGE | 282000 | MUNICIPAL CONSERVATION
G | MUNICIPAL WATER CONSERVATION - BREMOND | 2030 | BREMOND | 133000 | MUNICIPAL CONSERVATION
G | MUNICIPAL WATER CONSERVATION - BRENHAM | 2030 | BRENHAM | 9182000 | MUNICIPAL CONSERVATION
G | MUNICIPAL WATER CONSERVATION - BRUCEVILLE EDDY | 2030 | BRUCEVILLE EDDY | 764000 | MUNICIPAL CONSERVATION
G | MUNICIPAL WATER CONSERVATION - BRUSHY CREEK MUD | 2030 | BRUSHY CREEK MUD | 1467000 | MUNICIPAL CONSERVATION
G | MUNICIPAL WATER CONSERVATION - BRYAN | 2030 | BRYAN | 13868000 | MUNICIPAL CONSERVATION
G | MUNICIPAL WATER CONSERVATION - CALDWELL | 2030 | CALDWELL | 1369000 | MUNICIPAL CONSERVATION
G | MUNICIPAL WATER CONSERVATION - CAMERON | 2030 | CAMERON | 2593000 | MUNICIPAL CONSERVATION
G | MUNICIPAL WATER CONSERVATION - CEDAR PARK | 2030 | CEDAR PARK | 38089000 | MUNICIPAL CONSERVATION
G | MUNICIPAL WATER CONSERVATION - CEGO-DURANGO WSC | 2030 | CEGO-DURANGO WSC | 35000 | MUNICIPAL CONSERVATION
G | MUNICIPAL WATER CONSERVATION - CENTRAL TEXAS COLLEGE DISTRICT | 2030 | CENTRAL TEXAS COLLEGE DISTRICT | 37000 | MUNICIPAL CONSERVATION
G | MUNICIPAL WATER CONSERVATION - CISCO | 2030 | CISCO | 292000 | MUNICIPAL CONSERVATION
G | MUNICIPAL WATER CONSERVATION - CLEBURNE | 2030 | CLEBURNE | 7253000 | MUNICIPAL CONSERVATION
G | MUNICIPAL WATER CONSERVATION - CLIFTON | 2030 | CLIFTON | 425000 | MUNICIPAL CONSERVATION
G | MUNICIPAL WATER CONSERVATION - COLLEGE STATION | 2030 | COLLEGE STATION | 1305000 | MUNICIPAL CONSERVATION
G | MUNICIPAL WATER CONSERVATION - COOLIDGE | 2030 | COOLIDGE | 24000 | MUNICIPAL CONSERVATION
G | MUNICIPAL WATER CONSERVATION - CORYELL CITY WATER SUPPLY DISTRICT | 2030 | CORYELL CITY WATER SUPPLY DISTRICT | 108000 | MUNICIPAL CONSERVATION
G | MUNICIPAL WATER CONSERVATION - COUNTY-OTHER, BELL | 2030 | COUNTY-OTHER (BELL) | 241000 | MUNICIPAL CONSERVATION
G | MUNICIPAL WATER CONSERVATION - COUNTY-OTHER, WILLIAMSON | 2030 | COUNTY-OTHER (WILLIAMSON) | 23850000 | MUNICIPAL CONSERVATION
G | MUNICIPAL WATER CONSERVATION - CRAWFORD | 2030 | CRAWFORD | 156000 | MUNICIPAL CONSERVATION
G | MUNICIPAL WATER CONSERVATION - CROSS COUNTRY WSC | 2030 | CROSS COUNTRY WSC | 129000 | MUNICIPAL CONSERVATION
G | MUNICIPAL WATER CONSERVATION - CROSS PLAINS | 2030 | CROSS PLAINS | 54000 | MUNICIPAL CONSERVATION
G | MUNICIPAL WATER CONSERVATION - DOUBLE DIAMOND UTILITIES | 2030 | DOUBLE DIAMOND UTILITIES | 891000 | MUNICIPAL CONSERVATION
G | MUNICIPAL WATER CONSERVATION - EAST CRAWFORD WSC | 2030 | EAST CRAWFORD WSC | 916000 | MUNICIPAL CONSERVATION
G | MUNICIPAL WATER CONSERVATION - FERN BLUFF MUD | 2030 | FERN BLUFF MUD | 2130000 | MUNICIPAL CONSERVATION
G | MUNICIPAL WATER CONSERVATION - FLAT WSC | 2030 | FLAT WSC | 221000 | MUNICIPAL CONSERVATION
G | MUNICIPAL WATER CONSERVATION - FORT GATES WSC | 2030 | FORT GATES WSC | 615000 | MUNICIPAL CONSERVATION
G | MUNICIPAL WATER CONSERVATION - FORT HOOD | 2030 | FORT HOOD | 11038000 | MUNICIPAL CONSERVATION
G | MUNICIPAL WATER CONSERVATION - GATESVILLE | 2030 | GATESVILLE | 13327000 | MUNICIPAL CONSERVATION
G | MUNICIPAL WATER CONSERVATION - GEORGETOWN | 2030 | GEORGETOWN | 162839000 | MUNICIPAL CONSERVATION
G | MUNICIPAL WATER CONSERVATION - GIDDINGS | 2030 | GIDDINGS | 1336000 | MUNICIPAL CONSERVATION
G | MUNICIPAL WATER CONSERVATION - GLEN ROSE | 2030 | GLEN ROSE | 1026000 | MUNICIPAL CONSERVATION
G | MUNICIPAL WATER CONSERVATION - GORDON | 2030 | GORDON | 240000 | MUNICIPAL CONSERVATION
G | MUNICIPAL WATER CONSERVATION - GRAHAM | 2030 | GRAHAM | 6742000 | MUNICIPAL CONSERVATION
G | MUNICIPAL WATER CONSERVATION - HAMILTON | 2030 | HAMILTON | 168000 | MUNICIPAL CONSERVATION
G | MUNICIPAL WATER CONSERVATION - HAMLIN | 2030 | HAMLIN | 323000 | MUNICIPAL CONSERVATION
G | MUNICIPAL WATER CONSERVATION - HARKER HEIGHTS | 2030 | HARKER HEIGHTS | 10133000 | MUNICIPAL CONSERVATION
G | MUNICIPAL WATER CONSERVATION - HEARNE | 2030 | HEARNE | 238000 | MUNICIPAL CONSERVATION
G | MUNICIPAL WATER CONSERVATION - HEWITT | 2030 | HEWITT | 1437000 | MUNICIPAL CONSERVATION
G | MUNICIPAL WATER CONSERVATION - HIGHLAND PARK WSC | 2030 | HIGHLAND PARK WSC | 418000 | MUNICIPAL CONSERVATION
G | MUNICIPAL WATER CONSERVATION - HILLSBORO | 2030 | HILLSBORO | 2911000 | MUNICIPAL CONSERVATION
G | MUNICIPAL WATER CONSERVATION - JAYTON | 2030 | JAYTON | 45000 | MUNICIPAL CONSERVATION
G | MUNICIPAL WATER CONSERVATION - JONAH WATER SUD | 2030 | JONAH WATER SUD | 467000 | MUNICIPAL CONSERVATION
G | MUNICIPAL WATER CONSERVATION - KEMPNER WSC | 2030 | KEMPNER WSC | 1386000 | MUNICIPAL CONSERVATION
G | MUNICIPAL WATER CONSERVATION - KNOX CITY | 2030 | KNOX CITY | 299000 | MUNICIPAL CONSERVATION
G | MUNICIPAL WATER CONSERVATION - LAWN | 2030 | LAWN | 130000 | MUNICIPAL CONSERVATION
G | MUNICIPAL WATER CONSERVATION - LEXINGTON | 2030 | LEXINGTON | 125000 | MUNICIPAL CONSERVATION
G | MUNICIPAL WATER CONSERVATION - LITTLE ELM VALLEY WSC | 2030 | LITTLE ELM VALLEY WSC | 261000 | MUNICIPAL CONSERVATION
G | MUNICIPAL WATER CONSERVATION - LORENA | 2030 | LORENA | 18000 | MUNICIPAL CONSERVATION
G | MUNICIPAL WATER CONSERVATION - MANSFIELD | 2030 | MANSFIELD | 5138000 | MUNICIPAL CONSERVATION
G | MUNICIPAL WATER CONSERVATION - MANVILLE WSC | 2030 | MANVILLE WSC | 2638000 | MUNICIPAL CONSERVATION
G | MUNICIPAL WATER CONSERVATION - MARLIN | 2030 | MARLIN | 4066000 | MUNICIPAL CONSERVATION
G | MUNICIPAL WATER CONSERVATION - MINERAL WELLS | 2030 | MINERAL WELLS | 187000 | MUNICIPAL CONSERVATION
G | MUNICIPAL WATER CONSERVATION - MUNDAY | 2030 | MUNDAY | 201000 | MUNICIPAL CONSERVATION
G | MUNICIPAL WATER CONSERVATION - MUSTANG VALLEY WSC | 2030 | MUSTANG VALLEY WSC | 769000 | MUNICIPAL CONSERVATION
G | MUNICIPAL WATER CONSERVATION - NAVASOTA | 2030 | NAVASOTA | 1348000 | MUNICIPAL CONSERVATION
G | MUNICIPAL WATER CONSERVATION - NORTH BOSQUE WSC | 2030 | NORTH BOSQUE WSC | 2300000 | MUNICIPAL CONSERVATION
G | MUNICIPAL WATER CONSERVATION - NORTH MILAM WSC | 2030 | NORTH MILAM WSC | 108000 | MUNICIPAL CONSERVATION
G | MUNICIPAL WATER CONSERVATION - PFLUGERVILLE | 2030 | PFLUGERVILLE | 5557000 | MUNICIPAL CONSERVATION
G | MUNICIPAL WATER CONSERVATION - POSSUM KINGDOM WSC | 2030 | POSSUM KINGDOM WSC | 2212000 | MUNICIPAL CONSERVATION
G | MUNICIPAL WATER CONSERVATION - PRAIRIE HILL WSC | 2030 | PRAIRIE HILL WSC | 34000 | MUNICIPAL CONSERVATION
G | MUNICIPAL WATER CONSERVATION - RANGER | 2030 | RANGER | 224000 | MUNICIPAL CONSERVATION
G | MUNICIPAL WATER CONSERVATION - RED RIVER AUTHORITY OF TEXAS | 2030 | RED RIVER AUTHORITY OF TEXAS | 54000 | MUNICIPAL CONSERVATION
G | MUNICIPAL WATER CONSERVATION - ROBINSON | 2030 | ROBINSON | 3743000 | MUNICIPAL CONSERVATION
G | MUNICIPAL WATER CONSERVATION - ROBY | 2030 | ROBY | 81000 | MUNICIPAL CONSERVATION
G | MUNICIPAL WATER CONSERVATION - ROCKDALE | 2030 | ROCKDALE | 1164000 | MUNICIPAL CONSERVATION
G | MUNICIPAL WATER CONSERVATION - ROUND ROCK | 2030 | ROUND ROCK | 28008000 | MUNICIPAL CONSERVATION
G | MUNICIPAL WATER CONSERVATION - SALADO WSC | 2030 | SALADO WSC | 5986000 | MUNICIPAL CONSERVATION
G | MUNICIPAL WATER CONSERVATION - SNOOK | 2030 | SNOOK | 719000 | MUNICIPAL CONSERVATION
G | MUNICIPAL WATER CONSERVATION - SOMERVILLE | 2030 | SOMERVILLE | 171000 | MUNICIPAL CONSERVATION
G | MUNICIPAL WATER CONSERVATION - SOUTHWEST MILAM WSC | 2030 | SOUTHWEST MILAM WSC | 472000 | MUNICIPAL CONSERVATION
G | MUNICIPAL WATER CONSERVATION - SPORTSMANS WORLD MUD | 2030 | SPORTSMANS WORLD MUD | 328000 | MUNICIPAL CONSERVATION
G | MUNICIPAL WATER CONSERVATION - STAMFORD | 2030 | STAMFORD | 1907000 | MUNICIPAL CONSERVATION
G | MUNICIPAL WATER CONSERVATION - STRAWN | 2030 | STRAWN | 133000 | MUNICIPAL CONSERVATION
G | MUNICIPAL WATER CONSERVATION - TAYLOR | 2030 | TAYLOR | 3221000 | MUNICIPAL CONSERVATION
G | MUNICIPAL WATER CONSERVATION - TDCJ LUTHER UNITS | 2030 | TDCJ LUTHER UNITS | 369000 | MUNICIPAL CONSERVATION
G | MUNICIPAL WATER CONSERVATION - TDCJ W PACK UNIT | 2030 | TDCJ W PACK UNIT | 923000 | MUNICIPAL CONSERVATION
G | MUNICIPAL WATER CONSERVATION - TEMPLE | 2030 | TEMPLE | 69470000 | MUNICIPAL CONSERVATION
G | MUNICIPAL WATER CONSERVATION - TEXAS A&M UNIVERSITY | 2030 | TEXAS A AND M UNIVERSITY | 13455000 | MUNICIPAL CONSERVATION
G | MUNICIPAL WATER CONSERVATION - TEXAS STATE TECHNICAL COLLEGE | 2030 | TEXAS STATE TECHNICAL COLLEGE | 2599000 | MUNICIPAL CONSERVATION
G | MUNICIPAL WATER CONSERVATION - THROCKMORTON | 2030 | THROCKMORTON | 247000 | MUNICIPAL CONSERVATION
G | MUNICIPAL WATER CONSERVATION - TWIN CREEK WSC | 2030 | TWIN CREEK WSC | 137000 | MUNICIPAL CONSERVATION
G | MUNICIPAL WATER CONSERVATION - VALLEY MILLS | 2030 | VALLEY MILLS | 270000 | MUNICIPAL CONSERVATION
G | MUNICIPAL WATER CONSERVATION - VENUS | 2030 | VENUS | 907000 | MUNICIPAL CONSERVATION
G | MUNICIPAL WATER CONSERVATION - WACO | 2030 | WACO | 69284000 | MUNICIPAL CONSERVATION
G | MUNICIPAL WATER CONSERVATION - WALSH RANCH MUD | 2030 | WALSH RANCH MUD | 410000 | MUNICIPAL CONSERVATION
G | MUNICIPAL WATER CONSERVATION - WELLBORN SUD | 2030 | WELLBORN SUD | 4183000 | MUNICIPAL CONSERVATION
G | MUNICIPAL WATER CONSERVATION - WEST | 2030 | WEST | 116000 | MUNICIPAL CONSERVATION
G | MUNICIPAL WATER CONSERVATION - WHITNEY | 2030 | WHITNEY | 429000 | MUNICIPAL CONSERVATION
G | MUNICIPAL WATER CONSERVATION - WILLIAMSON COUNTY MUD 10 | 2030 | WILLIAMSON COUNTY MUD 10 | 1452000 | MUNICIPAL CONSERVATION
G | MUNICIPAL WATER CONSERVATION - WILLIAMSON COUNTY MUD 11 | 2030 | WILLIAMSON COUNTY MUD 11 | 1480000 | MUNICIPAL CONSERVATION
G | MUNICIPAL WATER CONSERVATION - WILLIAMSON COUNTY MUD 9 | 2030 | WILLIAMSON COUNTY MUD 9 | 946000 | MUNICIPAL CONSERVATION
G | MUNICIPAL WATER CONSERVATION - WINDSOR WATER | 2030 | WINDSOR WATER | 13000 | MUNICIPAL CONSERVATION
G | MUNICIPAL WATER CONSERVATION - WOODWAY | 2030 | WOODWAY | 9639000 | MUNICIPAL CONSERVATION
G | NCTMWA LAKE CREEK RESERVOIR | 2030 | NORTH CENTRAL TEXAS MUNICIPAL WATER AUTHORITY | 259001000 | NEW MAJOR RESERVOIR
G | NEW THROCKMORTON RESERVOIR | 2030 | THROCKMORTON | 68103000 | NEW MAJOR RESERVOIR
G | NEW WTP (0.4 MGD)- JAYTON | 2020 | JAYTON | 3555000 | GROUNDWATER WELLS AND OTHER
G | OTHER AQUIFER DEVELOPMENT - STEPHENS COUNTY IRRIGATION | 2020 | IRRIGATION (STEPHENS) | 143000 | GROUNDWATER WELLS AND OTHER
G | REUSE- BELLMEAD/ LACY-LAKE | 2020 | BELLMEAD; LACY LAKEVIEW | 16076000 | OTHER DIRECT REUSE
G | REUSE- BRYAN (OPTION 1) | 2020 | BRYAN | 11092000 | OTHER DIRECT REUSE
G | REUSE- BULLHIDE CREEK | 2030 | HEWITT; LORENA | 14698000 | OTHER DIRECT REUSE
G | REUSE- CLEBURNE | 2020 | CLEBURNE | 29803000 | OTHER DIRECT REUSE
G | REUSE- FLAT CREEK | 2020 | WACO | 20014000 | OTHER DIRECT REUSE
G | REUSE- WMARSS CHINA SPRING | 2020 | WACO | 25888000 | OTHER DIRECT REUSE
G | REUSE- WMARSS I-84 | 2020 | WACO | 28249000 | OTHER DIRECT REUSE
G | REUSE-CEDAR PARK | 2020 | CEDAR PARK | 7184000 | OTHER DIRECT REUSE
G | REUSE-GEORGETOWN | 2030 | GEORGETOWN | 6270000 | OTHER DIRECT REUSE
G | SOMERVELL COUNTY WATER SUPPLY PROJECTS PHASES 1-4, 7A, 9-17 | 2020 | COUNTY-OTHER (SOMERVELL) | 36250000 | CONJUNCTIVE USE
G | SPARTA AQUIFER DEVELOPMENT - BURLESON COUNTY MANUFACTURING | 2020 | MANUFACTURING (BURLESON) | 233000 | GROUNDWATER WELLS AND OTHER
G | TEXAS A&M SPARTA AQUIFER DEVELOPMENT | 2040 | TEXAS A AND M UNIVERSITY | 4931000 | GROUNDWATER WELLS AND OTHER
G | TRINITY AQUIFER DEVELOPMENT - PALO PINTO COUNTY IRRIGATION | 2020 | IRRIGATION (PALO PINTO) | 49832000 | GROUNDWATER WELLS AND OTHER
G | TRINITY AQUIFER DEVELOPMENT - ACTON MUD | 2030 | ACTON MUD | 965000 | GROUNDWATER WELLS AND OTHER
G | TRINITY AQUIFER DEVELOPMENT - BELL COUNTY WCID 2 | 2060 | BELL COUNTY WCID 2 | 979000 | GROUNDWATER WELLS AND OTHER
G | TRINITY AQUIFER DEVELOPMENT - COMANCHE COUNTY MINING | 2020 | MINING (COMANCHE) | 2223000 | GROUNDWATER WELLS AND OTHER
G | TRINITY AQUIFER DEVELOPMENT - CORYELL COUNTY MINING | 2020 | MINING (CORYELL) | 3145000 | GROUNDWATER WELLS AND OTHER
G | TRINITY AQUIFER DEVELOPMENT - CORYELL COUNTY-OTHER | 2040 | COUNTY-OTHER (CORYELL) | 4710000 | GROUNDWATER WELLS AND OTHER
G | TRINITY AQUIFER DEVELOPMENT - HAMILTON COUNTY MINING | 2020 | MINING (HAMILTON) | 548000 | GROUNDWATER WELLS AND OTHER
G | TRINITY AQUIFER DEVELOPMENT - HOOD COUNTY MINING | 2020 | MINING (HOOD) | 1027000 | GROUNDWATER WELLS AND OTHER
G | TRINITY AQUIFER DEVELOPMENT - HOOD COUNTY-OTHER | 2020 | COUNTY-OTHER (HOOD) | 6210000 | GROUNDWATER WELLS AND OTHER
G | TRINITY AQUIFER DEVELOPMENT - JOHNSON COUNTY SUD | 2020 | JOHNSON COUNTY SUD | 9306000 | GROUNDWATER WELLS AND OTHER
G | TRINITY AQUIFER DEVELOPMENT - SOMERVELL COUNTY MINING | 2020 | MINING (SOMERVELL) | 876000 | GROUNDWATER WELLS AND OTHER
G | TRINITY AQUIFER DEVELOPMENT- COMANCHE COUNTY-OTHER | 2020 | COUNTY-OTHER (COMANCHE) | 5359000 | GROUNDWATER WELLS AND OTHER
G | TRINITY AQUIFER DEVELOPMENT- EASTLAND COUNTY MINING | 2020 | MINING (EASTLAND) | 3669000 | GROUNDWATER WELLS AND OTHER
G | TRINITY AQUIFER DEVELOPMENT- ERATH COUNTY-OTHER | 2060 | COUNTY-OTHER (ERATH) | 1350000 | GROUNDWATER WELLS AND OTHER
G | TRINITY AQUIFER DEVELOPMENT- GODLEY | 2020 | GODLEY | 1101000 | GROUNDWATER WELLS AND OTHER
G | TRINITY AQUIFER DEVELOPMENT- HIGHLAND PARK WSC | 2020 | HIGHLAND PARK WSC | 1829000 | GROUNDWATER WELLS AND OTHER
G | TRINITY AQUIFER DEVELOPMENT- PALO PINTO COUNTY MINING | 2020 | MINING (PALO PINTO) | 4885000 | GROUNDWATER WELLS AND OTHER
G | TRINITY AQUIFER DEVELOPMENT- PARKER WSC | 2060 | PARKER WSC | 1045000 | GROUNDWATER WELLS AND OTHER
G | TRINITY AQUIFER DEVELOPMENT- STEPHENVILLE | 2020 | STEPHENVILLE | 7344000 | GROUNDWATER WELLS AND OTHER
G | TRINITY AQUIFER DEVELOPMENT- STRAWN | 2020 | STRAWN | 2447000 | GROUNDWATER WELLS AND OTHER
G | TRINITY AQUIFER DEVELOPMENT-BELL COUNTY MINING | 2020 | MINING (BELL) | 8771000 | GROUNDWATER WELLS AND OTHER
G | TRINITY AQUIFER DEVELOPMENT-BOSQUE COUNTY IRRIGATION | 2020 | IRRIGATION (BOSQUE) | 2473000 | GROUNDWATER WELLS AND OTHER
G | TURKEY PEAK RESERVOIR | 2030 | PALO PINTO COUNTY MWD #1 | 102530000 | NEW MAJOR RESERVOIR
G | UPGRADE WTP FOR ARSENIC- PRAIRIE HILL WSC | 2020 | PRAIRIE HILL WSC | 1408000 | GROUNDWATER WELLS AND OTHER
G | UPGRADE WTP FOR ARSENIC-FALLS COUNTY-OTHER | 2020 | COUNTY-OTHER (FALLS) | 255000 | GROUNDWATER WELLS AND OTHER
G | UPGRADE WTP FOR ARSENIC-MCLENNAN COUNTY OTHER | 2020 | COUNTY-OTHER (MCLENNAN) | 2871000 | GROUNDWATER WELLS AND OTHER
G | UPPER BASIN CHLORIDE CONTROL PROJECT | 2030 | SALT FORK WATER QUALITY CORPORATION | 106537000 | GROUNDWATER DESALINATION
G | UPPER CHLORIDE CONTROL PROJECT SUPPLY - JAYTON | 2030 | JAYTON | 2115000 | GROUNDWATER DESALINATION
G | UPPER CHLORIDE CONTROL PROJECT SUPPLY – ASPERMONT | 2030 | ASPERMONT | 8254000 | GROUNDWATER DESALINATION
G | WILLIAMSON COUNTY GROUNDWATER | 2030 | BRAZOS RIVER AUTHORITY | 415016000 | GROUNDWATER WELLS AND OTHER
G | WOODBINE AQUIFER DEVELOPMENT- HILL COUNTY IRRIGATION | 2020 | IRRIGATION (HILL) | 870000 | GROUNDWATER WELLS AND OTHER
H | ALLENS CREEK RESERVOIR | 2040 | HOUSTON; BRAZOS RIVER AUTHORITY | 365446301 | NEW MAJOR RESERVOIR
H | BRAZOS SALTWATER BARRIER | 2040 | DOW INC. | 67552043 | OTHER SURFACE WATER
H | BWA BRACKISH GROUNDWATER DEVELOPMENT | 2030 | BRAZOSPORT WATER AUTHORITY | 33246167 | GROUNDWATER DESALINATION
H | BWA CONVENTIONAL TREATMENT EXPANSION | 2030 | BRAZOSPORT WATER AUTHORITY | 19085165 | NEW MAJOR RESERVOIR; OTHER SURFACE WATER
H | BWA TRANSMISSION EXPANSION | 2030 | BRAZOSPORT WATER AUTHORITY | 77755692 | GROUNDWATER DESALINATION; NEW MAJOR RESERVOIR; OTHER SURFACE WATER
H | CHCRWA TRANSMISSION AND INTERNAL DISTRIBUTION | 2030 | CENTRAL HARRIS COUNTY REGIONAL WATER AUTHORITY | 17202167 | OTHER SURFACE WATER
H | CITY OF HOUSTON AREA 2 GROUNDWATER INFRASTRUCTURE | 2030 | HOUSTON | 122751076 | GROUNDWATER WELLS AND OTHER
H | CITY OF HOUSTON GRP TRANSMISSION | 2030 | HOUSTON | 31986905 | CONJUNCTIVE USE; GROUNDWATER WELLS AND OTHER; INDIRECT REUSE; OTHER SURFACE WATER
H | CITY OF HOUSTON REUSE INFRASTRUCTURE | 2040 | HOUSTON | 555093731 | INDIRECT REUSE
H | CITY OF HOUSTON WEST WATER PURIFICATION PLANT - PHASE 1 | 2040 | HOUSTON | 768820060 | NEW MAJOR RESERVOIR
H | CITY OF HOUSTON WEST WATER PURIFICATION PLANT - PHASE 2 | 2060 | HOUSTON | 190437474 | NEW MAJOR RESERVOIR
H | COH NORTHEAST WATER PURIFICATION PLANT EXPANSION - PHASE 3 | 2040 | HOUSTON | 435882718 | CONJUNCTIVE USE; GROUNDWATER WELLS AND OTHER; INDIRECT REUSE; OTHER SURFACE WATER
H | COH NORTHEAST WATER PURIFICATION PLANT EXPANSION - PHASES 1 AND 2 | 2030 | CENTRAL HARRIS COUNTY REGIONAL WATER AUTHORITY; HOUSTON; NORTH FORT BEND WATER AUTHORITY; NORTH HARRIS COUNTY REGIONAL WATER AUTHORITY; WEST HARRIS COUNTY REGIONAL WATER AUTHORITY | 1743530870 | CONJUNCTIVE USE; GROUNDWATER WELLS AND OTHER; INDIRECT REUSE; OTHER SURFACE WATER
H | COH, NHCRWA, AND CHCRWA SHARED TRANSMISSION | 2030 | CENTRAL HARRIS COUNTY REGIONAL WATER AUTHORITY; HOUSTON; NORTH HARRIS COUNTY REGIONAL WATER AUTHORITY | 545329786 | CONJUNCTIVE USE; INDIRECT REUSE; OTHER SURFACE WATER
H | CWA TRANSMISSION EXPANSION | 2040 | HOUSTON | 119336981 | CONJUNCTIVE USE; GROUNDWATER WELLS AND OTHER; INDIRECT REUSE; OTHER SURFACE WATER
H | DOW RESERVOIR AND PUMP STATION EXPANSION | 2030 | BRAZOSPORT WATER AUTHORITY; DOW INC. | 350000000 | NEW MAJOR RESERVOIR
H | EAST TEXAS TRANSFER | 2050 | HOUSTON; LOWER NECHES VALLEY AUTHORITY; SABINE RIVER AUTHORITY | 458840377 | OTHER SURFACE WATER
H | FORT BEND MUD 25 GRP INFRASTRUCTURE | 2030 | FORT BEND COUNTY MUD 25 | 26718250 | OTHER DIRECT REUSE; OTHER SURFACE WATER
H | FORT BEND WCID 2 GRP INFRASTRUCTURE - PHASE 1 | 2030 | FORT BEND COUNTY WCID 2 | 31767983 | CONJUNCTIVE USE; OTHER SURFACE WATER
H | FORT BEND WCID 2 GRP INFRASTRUCTURE - PHASE 2 | 2040 | FORT BEND COUNTY WCID 2 | 31767983 | CONJUNCTIVE USE; OTHER SURFACE WATER
H | FREEPORT SEAWATER DESALINATION | 2040 | DOW INC. | 155877822 | SEAWATER DESALINATION
H | GALVESTON COUNTY INDUSTRIAL REUSE INFRASTRUCTURE | 2030 | GULF COAST WATER AUTHORITY | 90746960 | OTHER DIRECT REUSE
H | GCWA BACKUP WELL DEVELOPMENT | 2040 | GULF COAST WATER AUTHORITY | 1346492 | GROUNDWATER WELLS AND OTHER
H | GCWA INDUSTRIAL RAW WATER LINE | 2020 | GULF COAST WATER AUTHORITY | 45110104 | NEW MAJOR RESERVOIR; OTHER SURFACE WATER
H | GCWA SHANNON PUMP STATION EXPANSION | 2030 | GULF COAST WATER AUTHORITY | 65801381 | NEW MAJOR RESERVOIR; OTHER SURFACE WATER
H | GCWA WESTERN GALVESTON COUNTY TREATMENT EXPANSION | 2030 | GULF COAST WATER AUTHORITY | 167919105 | OTHER SURFACE WATER
H | GROVETON WELL DEVELOPMENT | 2020 | GROVETON | 2211952 | GROUNDWATER WELLS AND OTHER
H | IRRIGATION CONSERVATION, AUSTIN COUNTY | 2020 | IRRIGATION (AUSTIN) | 43758 | AGRICULTURAL CONSERVATION
H | IRRIGATION CONSERVATION, BRAZORIA COUNTY | 2020 | IRRIGATION (BRAZORIA) | 358717 | AGRICULTURAL CONSERVATION
H | IRRIGATION CONSERVATION, CHAMBERS COUNTY | 2020 | IRRIGATION (CHAMBERS) | 457755 | AGRICULTURAL CONSERVATION
H | IRRIGATION CONSERVATION, FORT BEND COUNTY | 2020 | IRRIGATION (FORT BEND) | 92166 | AGRICULTURAL CONSERVATION
H | IRRIGATION CONSERVATION, GALVESTON COUNTY | 2020 | IRRIGATION (GALVESTON) | 30154 | AGRICULTURAL CONSERVATION
H | IRRIGATION CONSERVATION, HARRIS COUNTY | 2020 | IRRIGATION (HARRIS) | 570 | AGRICULTURAL CONSERVATION
H | IRRIGATION CONSERVATION, LIBERTY COUNTY | 2020 | IRRIGATION (LIBERTY) | 352849 | AGRICULTURAL CONSERVATION
H | IRRIGATION CONSERVATION, WALLER COUNTY | 2020 | IRRIGATION (WALLER) | 153186 | AGRICULTURAL CONSERVATION
H | LAKE LIVINGSTON TO SJRA TRANSFER | 2050 | SAN JACINTO RIVER AUTHORITY | 245492975 | OTHER SURFACE WATER
H | LNVA NECHES-TRINITY BASIN INTERCONNECT | 2040 | LOWER NECHES VALLEY AUTHORITY | 103316000 | OTHER SURFACE WATER
H | MANVEL SUPPLY EXPANSION - GROUNDWATER DEVELOPMENT | 2020 | MANVEL | 1559906 | GROUNDWATER WELLS AND OTHER
H | MANVEL SUPPLY EXPANSION - MUSTANG BAYOU RIGHT AND STORAGE | 2030 | MANVEL | 5785521 | OTHER SURFACE WATER
H | MANVEL SUPPLY EXPANSION - TREATMENT AND TRANSMISSION EXPANSION | 2030 | MANVEL | 261707181 | OTHER SURFACE WATER
H | MISSOURI CITY GRP INFRASTRUCTURE | 2030 | MISSOURI CITY | 87837323 | CONJUNCTIVE USE; OTHER DIRECT REUSE; OTHER SURFACE WATER
H | MONTGOMERY COUNTY MUDS 8 AND 9 GRP INFRASTRUCTURE | 2020 | MONTGOMERY COUNTY MUD 8; MONTGOMERY COUNTY MUD 9 | 30510375 | GROUNDWATER WELLS AND OTHER; INDIRECT REUSE
H | MUNICIPAL CONSERVATION, ALVIN | 2020 | ALVIN | 9158458 | MUNICIPAL CONSERVATION
H | MUNICIPAL CONSERVATION, ANAHUAC | 2020 | ANAHUAC | 551746 | MUNICIPAL CONSERVATION
H | MUNICIPAL CONSERVATION, ANGLETON | 2020 | ANGLETON | 5502411 | MUNICIPAL CONSERVATION
H | MUNICIPAL CONSERVATION, AUSTIN COUNTY WSC | 2020 | AUSTIN COUNTY WSC | 922575 | MUNICIPAL CONSERVATION
H | MUNICIPAL CONSERVATION, BACLIFF MUD | 2020 | BACLIFF MUD | 443750 | MUNICIPAL CONSERVATION
H | MUNICIPAL CONSERVATION, BAKER ROAD MUD | 2020 | BAKER ROAD MUD | 263767 | MUNICIPAL CONSERVATION
H | MUNICIPAL CONSERVATION, BAYBROOK MUD 1 | 2020 | BAYBROOK MUD 1 | 324275 | MUNICIPAL CONSERVATION
H | MUNICIPAL CONSERVATION, BAYTOWN | 2020 | BAYTOWN | 20436770 | MUNICIPAL CONSERVATION
H | MUNICIPAL CONSERVATION, BAYVIEW MUD | 2020 | BAYVIEW MUD | 482092 | MUNICIPAL CONSERVATION
H | MUNICIPAL CONSERVATION, BELLAIRE | 2020 | BELLAIRE | 7076965 | MUNICIPAL CONSERVATION
H | MUNICIPAL CONSERVATION, BELLVILLE | 2020 | BELLVILLE | 1808810 | MUNICIPAL CONSERVATION
H | MUNICIPAL CONSERVATION, BLUE BELL MANOR UTILITY | 2020 | BLUE BELL MANOR UTILITY | 665137 | MUNICIPAL CONSERVATION
H | MUNICIPAL CONSERVATION, BLUE RIDGE WEST MUD | 2020 | BLUE RIDGE WEST MUD | 1539531 | MUNICIPAL CONSERVATION
H | MUNICIPAL CONSERVATION, BRAZORIA | 2020 | BRAZORIA | 880091 | MUNICIPAL CONSERVATION
H | MUNICIPAL CONSERVATION, BRAZORIA COUNTY MUD 2 | 2020 | BRAZORIA COUNTY MUD 2 | 823243 | MUNICIPAL CONSERVATION
H | MUNICIPAL CONSERVATION, BRAZORIA COUNTY MUD 21 | 2020 | BRAZORIA COUNTY MUD 21 | 1211090 | MUNICIPAL CONSERVATION
H | MUNICIPAL CONSERVATION, BRAZORIA COUNTY MUD 25 | 2020 | BRAZORIA COUNTY MUD 25 | 859056 | MUNICIPAL CONSERVATION
H | MUNICIPAL CONSERVATION, BRAZORIA COUNTY MUD 29 | 2020 | BRAZORIA COUNTY MUD 29 | 1665603 | MUNICIPAL CONSERVATION
H | MUNICIPAL CONSERVATION, BRAZORIA COUNTY MUD 3 | 2020 | BRAZORIA COUNTY MUD 3 | 908127 | MUNICIPAL CONSERVATION
H | MUNICIPAL CONSERVATION, BRAZORIA COUNTY MUD 31 | 2020 | BRAZORIA COUNTY MUD 31 | 1044855 | MUNICIPAL CONSERVATION
H | MUNICIPAL CONSERVATION, BRAZORIA COUNTY MUD 6 | 2020 | BRAZORIA COUNTY MUD 6 | 1094213 | MUNICIPAL CONSERVATION
H | MUNICIPAL CONSERVATION, BROOKSHIRE MWD | 2020 | BROOKSHIRE MWD | 1374269 | MUNICIPAL CONSERVATION
H | MUNICIPAL CONSERVATION, BUFFALO | 2020 | BUFFALO | 624950 | MUNICIPAL CONSERVATION
H | MUNICIPAL CONSERVATION, BUNKER HILL VILLAGE | 2020 | BUNKER HILL VILLAGE | 1055808 | MUNICIPAL CONSERVATION
H | MUNICIPAL CONSERVATION, CAPE ROYALE UD | 2020 | CAPE ROYALE UD | 550180 | MUNICIPAL CONSERVATION
H | MUNICIPAL CONSERVATION, CENTERVILLE | 2020 | CENTERVILLE | 593213 | MUNICIPAL CONSERVATION
H | MUNICIPAL CONSERVATION, CENTRAL HARRIS COUNTY REGIONAL WATER AUTHORITY | 2020 | CENTRAL HARRIS COUNTY REGIONAL WATER AUTHORITY | 13212771 | MUNICIPAL CONSERVATION
H | MUNICIPAL CONSERVATION, CHAMBERS COUNTY MUD 1 | 2020 | CHAMBERS COUNTY MUD 1 | 875945 | MUNICIPAL CONSERVATION
H | MUNICIPAL CONSERVATION, CHATEAU WOODS MUD | 2020 | CHATEAU WOODS MUD | 685178 | MUNICIPAL CONSERVATION
H | MUNICIPAL CONSERVATION, CHIMNEY HILL MUD | 2020 | CHIMNEY HILL MUD | 1131187 | MUNICIPAL CONSERVATION
H | MUNICIPAL CONSERVATION, CLEAR BROOK CITY MUD | 2020 | CLEAR BROOK CITY MUD | 5251696 | MUNICIPAL CONSERVATION
H | MUNICIPAL CONSERVATION, CLEAR LAKE CITY WATER AUTHORITY | 2020 | CLEAR LAKE CITY WATER AUTHORITY | 19115857 | MUNICIPAL CONSERVATION
H | MUNICIPAL CONSERVATION, CLEVELAND | 2020 | CLEVELAND | 1888402 | MUNICIPAL CONSERVATION
H | MUNICIPAL CONSERVATION, CLUTE | 2020 | CLUTE | 2459986 | MUNICIPAL CONSERVATION
H | MUNICIPAL CONSERVATION, CONCORD-ROBBINS WSC | 2020 | CONCORD-ROBBINS WSC | 291400 | MUNICIPAL CONSERVATION
H | MUNICIPAL CONSERVATION, CONROE | 2020 | CONROE | 24823603 | MUNICIPAL CONSERVATION
H | MUNICIPAL CONSERVATION, CORINTHIAN POINT MUD 2 | 2020 | CORINTHIAN POINT MUD 2 | 312033 | MUNICIPAL CONSERVATION
H | MUNICIPAL CONSERVATION, COUNTRY TERRACE WATER | 2020 | COUNTRY TERRACE WATER | 412853 | MUNICIPAL CONSERVATION
H | MUNICIPAL CONSERVATION, COUNTY-OTHER, AUSTIN | 2020 | COUNTY-OTHER (AUSTIN) | 6096913 | MUNICIPAL CONSERVATION
H | MUNICIPAL CONSERVATION, COUNTY-OTHER, BRAZORIA | 2020 | COUNTY-OTHER (BRAZORIA) | 41728911 | MUNICIPAL CONSERVATION
H | MUNICIPAL CONSERVATION, COUNTY-OTHER, CHAMBERS | 2020 | COUNTY-OTHER (CHAMBERS) | 2974809 | MUNICIPAL CONSERVATION
H | MUNICIPAL CONSERVATION, COUNTY-OTHER, FORT BEND | 2020 | COUNTY-OTHER (FORT BEND) | 52235580 | MUNICIPAL CONSERVATION
H | MUNICIPAL CONSERVATION, COUNTY-OTHER, GALVESTON | 2020 | COUNTY-OTHER (GALVESTON) | 2393819 | MUNICIPAL CONSERVATION
H | MUNICIPAL CONSERVATION, COUNTY-OTHER, HARRIS | 2020 | COUNTY-OTHER (HARRIS) | 33280639 | MUNICIPAL CONSERVATION
H | MUNICIPAL CONSERVATION, COUNTY-OTHER, LEON | 2020 | COUNTY-OTHER (LEON) | 602069 | MUNICIPAL CONSERVATION
H | MUNICIPAL CONSERVATION, COUNTY-OTHER, LIBERTY | 2020 | COUNTY-OTHER (LIBERTY) | 9389886 | MUNICIPAL CONSERVATION
H | MUNICIPAL CONSERVATION, COUNTY-OTHER, MADISON | 2020 | COUNTY-OTHER (MADISON) | 3004737 | MUNICIPAL CONSERVATION
H | MUNICIPAL CONSERVATION, COUNTY-OTHER, MONTGOMERY | 2020 | COUNTY-OTHER (MONTGOMERY) | 102431548 | MUNICIPAL CONSERVATION
H | MUNICIPAL CONSERVATION, COUNTY-OTHER, POLK | 2020 | COUNTY-OTHER (POLK) | 3754828 | MUNICIPAL CONSERVATION
H | MUNICIPAL CONSERVATION, COUNTY-OTHER, SAN JACINTO | 2020 | COUNTY-OTHER (SAN JACINTO) | 3586962 | MUNICIPAL CONSERVATION
H | MUNICIPAL CONSERVATION, COUNTY-OTHER, WALKER | 2020 | COUNTY-OTHER (WALKER) | 3386395 | MUNICIPAL CONSERVATION
H | MUNICIPAL CONSERVATION, COUNTY-OTHER, WALLER | 2020 | COUNTY-OTHER (WALLER) | 7575420 | MUNICIPAL CONSERVATION
H | MUNICIPAL CONSERVATION, CROSBY MUD | 2020 | CROSBY MUD | 696747 | MUNICIPAL CONSERVATION
H | MUNICIPAL CONSERVATION, CUT AND SHOOT | 2020 | CUT AND SHOOT | 1304038 | MUNICIPAL CONSERVATION
H | MUNICIPAL CONSERVATION, DAISETTA | 2020 | DAISETTA | 325959 | MUNICIPAL CONSERVATION
H | MUNICIPAL CONSERVATION, DANBURY | 2020 | DANBURY | 417428 | MUNICIPAL CONSERVATION
H | MUNICIPAL CONSERVATION, DAYTON | 2020 | DAYTON | 4833472 | MUNICIPAL CONSERVATION
H | MUNICIPAL CONSERVATION, DEER PARK | 2020 | DEER PARK | 11227591 | MUNICIPAL CONSERVATION
H | MUNICIPAL CONSERVATION, DEVERS | 2020 | DEVERS | 222301 | MUNICIPAL CONSERVATION
H | MUNICIPAL CONSERVATION, DOBBIN PLANTERSVILLE WSC | 2020 | DOBBIN PLANTERSVILLE WSC | 4024611 | MUNICIPAL CONSERVATION
H | MUNICIPAL CONSERVATION, DODGE OAKHURST WSC | 2020 | DODGE OAKHURST WSC | 433549 | MUNICIPAL CONSERVATION
H | MUNICIPAL CONSERVATION, DOMESTIC WATER | 2020 | DOMESTIC WATER | 553116 | MUNICIPAL CONSERVATION
H | MUNICIPAL CONSERVATION, DOUGLAS UTILITY | 2020 | DOUGLAS UTILITY | 267845 | MUNICIPAL CONSERVATION
H | MUNICIPAL CONSERVATION, EAST PLANTATION UD | 2020 | EAST PLANTATION UD | 501373 | MUNICIPAL CONSERVATION
H | MUNICIPAL CONSERVATION, EL DORADO UD | 2020 | EL DORADO UD | 719479 | MUNICIPAL CONSERVATION
H | MUNICIPAL CONSERVATION, FAR HILLS UD | 2020 | FAR HILLS UD | 506584 | MUNICIPAL CONSERVATION
H | MUNICIPAL CONSERVATION, FIRST COLONY MUD 9 | 2020 | FIRST COLONY MUD 9 | 1841255 | MUNICIPAL CONSERVATION
H | MUNICIPAL CONSERVATION, FLO COMMUNITY WSC | 2020 | FLO COMMUNITY WSC | 767401 | MUNICIPAL CONSERVATION
H | MUNICIPAL CONSERVATION, FOREST HILLS MUD | 2020 | FOREST HILLS MUD | 524989 | MUNICIPAL CONSERVATION
H | MUNICIPAL CONSERVATION, FORT BEND COUNTY FWSD 2 | 2020 | FORT BEND COUNTY FWSD 2 | 727898 | MUNICIPAL CONSERVATION
H | MUNICIPAL CONSERVATION, FORT BEND COUNTY MUD 115 | 2020 | FORT BEND COUNTY MUD 115 | 372829 | MUNICIPAL CONSERVATION
H | MUNICIPAL CONSERVATION, FORT BEND COUNTY MUD 116 | 2020 | FORT BEND COUNTY MUD 116 | 1316313 | MUNICIPAL CONSERVATION
H | MUNICIPAL CONSERVATION, FORT BEND COUNTY MUD 121 | 2020 | FORT BEND COUNTY MUD 121 | 667197 | MUNICIPAL CONSERVATION
H | MUNICIPAL CONSERVATION, FORT BEND COUNTY MUD 128 | 2020 | FORT BEND COUNTY MUD 128 | 780546 | MUNICIPAL CONSERVATION
H | MUNICIPAL CONSERVATION, FORT BEND COUNTY MUD 129 | 2020 | FORT BEND COUNTY MUD 129 | 854414 | MUNICIPAL CONSERVATION
H | MUNICIPAL CONSERVATION, FORT BEND COUNTY MUD 140 | 2020 | FORT BEND COUNTY MUD 140 | 461403 | MUNICIPAL CONSERVATION
H | MUNICIPAL CONSERVATION, FORT BEND COUNTY MUD 149 | 2020 | FORT BEND COUNTY MUD 149 | 1015781 | MUNICIPAL CONSERVATION
H | MUNICIPAL CONSERVATION, FORT BEND COUNTY MUD 152 | 2020 | FORT BEND COUNTY MUD 152 | 501262 | MUNICIPAL CONSERVATION
H | MUNICIPAL CONSERVATION, FORT BEND COUNTY MUD 155 | 2020 | FORT BEND COUNTY MUD 155 | 1141173 | MUNICIPAL CONSERVATION
H | MUNICIPAL CONSERVATION, FORT BEND COUNTY MUD 158 | 2020 | FORT BEND COUNTY MUD 158 | 654285 | MUNICIPAL CONSERVATION
H | MUNICIPAL CONSERVATION, FORT BEND COUNTY MUD 162 | 2020 | FORT BEND COUNTY MUD 162 | 869534 | MUNICIPAL CONSERVATION
H | MUNICIPAL CONSERVATION, FORT BEND COUNTY MUD 187 | 2020 | FORT BEND COUNTY MUD 187 | 613870 | MUNICIPAL CONSERVATION
H | MUNICIPAL CONSERVATION, FORT BEND COUNTY MUD 23 | 2020 | FORT BEND COUNTY MUD 23 | 3045122 | MUNICIPAL CONSERVATION
H | MUNICIPAL CONSERVATION, FORT BEND COUNTY MUD 24 | 2020 | FORT BEND COUNTY MUD 24 | 643907 | MUNICIPAL CONSERVATION
H | MUNICIPAL CONSERVATION, FORT BEND COUNTY MUD 25 | 2020 | FORT BEND COUNTY MUD 25 | 2692798 | MUNICIPAL CONSERVATION
H | MUNICIPAL CONSERVATION, FORT BEND COUNTY MUD 26 | 2020 | FORT BEND COUNTY MUD 26 | 1341630 | MUNICIPAL CONSERVATION
H | MUNICIPAL CONSERVATION, FORT BEND COUNTY MUD 42 | 2020 | FORT BEND COUNTY MUD 42 | 1160139 | MUNICIPAL CONSERVATION
H | MUNICIPAL CONSERVATION, FORT BEND COUNTY MUD 46 | 2020 | FORT BEND COUNTY MUD 46 | 757086 | MUNICIPAL CONSERVATION
H | MUNICIPAL CONSERVATION, FORT BEND COUNTY MUD 47 | 2020 | FORT BEND COUNTY MUD 47 | 484464 | MUNICIPAL CONSERVATION
H | MUNICIPAL CONSERVATION, FORT BEND COUNTY MUD 48 | 2020 | FORT BEND COUNTY MUD 48 | 722151 | MUNICIPAL CONSERVATION
H | MUNICIPAL CONSERVATION, FORT BEND COUNTY MUD 49 | 2020 | FORT BEND COUNTY MUD 49 | 286729 | MUNICIPAL CONSERVATION
H | MUNICIPAL CONSERVATION, FORT BEND COUNTY MUD 5 | 2020 | FORT BEND COUNTY MUD 5 | 813007 | MUNICIPAL CONSERVATION
H | MUNICIPAL CONSERVATION, FORT BEND COUNTY MUD 81 | 2020 | FORT BEND COUNTY MUD 81 | 881584 | MUNICIPAL CONSERVATION
H | MUNICIPAL CONSERVATION, FORT BEND COUNTY WCID 2 | 2020 | FORT BEND COUNTY WCID 2 | 12603207 | MUNICIPAL CONSERVATION
H | MUNICIPAL CONSERVATION, FORT BEND COUNTY WCID 3 | 2020 | FORT BEND COUNTY WCID 3 | 173630 | MUNICIPAL CONSERVATION
H | MUNICIPAL CONSERVATION, FREEPORT | 2020 | FREEPORT | 3395490 | MUNICIPAL CONSERVATION
H | MUNICIPAL CONSERVATION, FRIENDSWOOD | 2020 | FRIENDSWOOD | 14598439 | MUNICIPAL CONSERVATION
H | MUNICIPAL CONSERVATION, FULSHEAR | 2020 | FULSHEAR | 6645648 | MUNICIPAL CONSERVATION
H | MUNICIPAL CONSERVATION, G & W WSC | 2020 | G AND W WSC | 1500104 | MUNICIPAL CONSERVATION
H | MUNICIPAL CONSERVATION, GALENA PARK | 2020 | GALENA PARK | 778850 | MUNICIPAL CONSERVATION
H | MUNICIPAL CONSERVATION, GALVESTON | 2020 | GALVESTON | 23845085 | MUNICIPAL CONSERVATION
H | MUNICIPAL CONSERVATION, GALVESTON COUNTY FWSD 6 | 2020 | GALVESTON COUNTY FWSD 6 | 660142 | MUNICIPAL CONSERVATION
H | MUNICIPAL CONSERVATION, GALVESTON COUNTY MUD 12 | 2020 | GALVESTON COUNTY MUD 12 | 843197 | MUNICIPAL CONSERVATION
H | MUNICIPAL CONSERVATION, GALVESTON COUNTY WCID 1 | 2020 | GALVESTON COUNTY WCID 1 | 8749682 | MUNICIPAL CONSERVATION
H | MUNICIPAL CONSERVATION, GALVESTON COUNTY WCID 12 | 2020 | GALVESTON COUNTY WCID 12 | 1940157 | MUNICIPAL CONSERVATION
H | MUNICIPAL CONSERVATION, GALVESTON COUNTY WCID 8 | 2020 | GALVESTON COUNTY WCID 8 | 1351775 | MUNICIPAL CONSERVATION
H | MUNICIPAL CONSERVATION, GLENDALE WSC | 2020 | GLENDALE WSC | 310753 | MUNICIPAL CONSERVATION
H | MUNICIPAL CONSERVATION, GREEN TRAILS MUD | 2020 | GREEN TRAILS MUD | 531758 | MUNICIPAL CONSERVATION
H | MUNICIPAL CONSERVATION, GREENWOOD UD | 2020 | GREENWOOD UD | 1033036 | MUNICIPAL CONSERVATION
H | MUNICIPAL CONSERVATION, GROVETON | 2020 | GROVETON | 221313 | MUNICIPAL CONSERVATION
H | MUNICIPAL CONSERVATION, GULF UTILITY | 2020 | GULF UTILITY | 1062643 | MUNICIPAL CONSERVATION
H | MUNICIPAL CONSERVATION, HARDIN WSC | 2020 | HARDIN WSC | 1848734 | MUNICIPAL CONSERVATION
H | MUNICIPAL CONSERVATION, HARRIS COUNTY FWSD 1-A | 2020 | HARRIS COUNTY FWSD 1-A | 502670 | MUNICIPAL CONSERVATION
H | MUNICIPAL CONSERVATION, HARRIS COUNTY FWSD 27 | 2020 | HARRIS COUNTY FWSD 27 | 423459 | MUNICIPAL CONSERVATION
H | MUNICIPAL CONSERVATION, HARRIS COUNTY FWSD 58 | 2020 | HARRIS COUNTY FWSD 58 | 459976 | MUNICIPAL CONSERVATION
H | MUNICIPAL CONSERVATION, HARRIS COUNTY MUD 106 | 2020 | HARRIS COUNTY MUD 106 | 834843 | MUNICIPAL CONSERVATION
H | MUNICIPAL CONSERVATION, HARRIS COUNTY MUD 11 | 2020 | HARRIS COUNTY MUD 11 | 794241 | MUNICIPAL CONSERVATION
H | MUNICIPAL CONSERVATION, HARRIS COUNTY MUD 119 | 2020 | HARRIS COUNTY MUD 119 | 1337662 | MUNICIPAL CONSERVATION
H | MUNICIPAL CONSERVATION, HARRIS COUNTY MUD 122 | 2020 | HARRIS COUNTY MUD 122 | 363203 | MUNICIPAL CONSERVATION
H | MUNICIPAL CONSERVATION, HARRIS COUNTY MUD 132 | 2020 | HARRIS COUNTY MUD 132 | 1411667 | MUNICIPAL CONSERVATION
H | MUNICIPAL CONSERVATION, HARRIS COUNTY MUD 148 | 2020 | HARRIS COUNTY MUD 148 | 724913 | MUNICIPAL CONSERVATION
H | MUNICIPAL CONSERVATION, HARRIS COUNTY MUD 151 | 2020 | HARRIS COUNTY MUD 151 | 1414243 | MUNICIPAL CONSERVATION
H | MUNICIPAL CONSERVATION, HARRIS COUNTY MUD 152 | 2020 | HARRIS COUNTY MUD 152 | 1605807 | MUNICIPAL CONSERVATION
H | MUNICIPAL CONSERVATION, HARRIS COUNTY MUD 153 | 2020 | HARRIS COUNTY MUD 153 | 1659589 | MUNICIPAL CONSERVATION
H | MUNICIPAL CONSERVATION, HARRIS COUNTY MUD 154 | 2020 | HARRIS COUNTY MUD 154 | 1615878 | MUNICIPAL CONSERVATION
H | MUNICIPAL CONSERVATION, HARRIS COUNTY MUD 158 | 2020 | HARRIS COUNTY MUD 158 | 1329396 | MUNICIPAL CONSERVATION
H | MUNICIPAL CONSERVATION, HARRIS COUNTY MUD 180 | 2020 | HARRIS COUNTY MUD 180 | 1033945 | MUNICIPAL CONSERVATION
H | MUNICIPAL CONSERVATION, HARRIS COUNTY MUD 189 | 2020 | HARRIS COUNTY MUD 189 | 414976 | MUNICIPAL CONSERVATION
H | MUNICIPAL CONSERVATION, HARRIS COUNTY MUD 216 | 2020 | HARRIS COUNTY MUD 216 | 296293 | MUNICIPAL CONSERVATION
H | MUNICIPAL CONSERVATION, HARRIS COUNTY MUD 221 | 2020 | HARRIS COUNTY MUD 221 | 956227 | MUNICIPAL CONSERVATION
H | MUNICIPAL CONSERVATION, HARRIS COUNTY MUD 23 | 2020 | HARRIS COUNTY MUD 23 | 711142 | MUNICIPAL CONSERVATION
H | MUNICIPAL CONSERVATION, HARRIS COUNTY MUD 278 | 2020 | HARRIS COUNTY MUD 278 | 3073353 | MUNICIPAL CONSERVATION
H | MUNICIPAL CONSERVATION, HARRIS COUNTY MUD 290 | 2020 | HARRIS COUNTY MUD 290 | 1859607 | MUNICIPAL CONSERVATION
H | MUNICIPAL CONSERVATION, HARRIS COUNTY MUD 321 | 2020 | HARRIS COUNTY MUD 321 | 519460 | MUNICIPAL CONSERVATION
H | MUNICIPAL CONSERVATION, HARRIS COUNTY MUD 342 | 2020 | HARRIS COUNTY MUD 342 | 725230 | MUNICIPAL CONSERVATION
H | MUNICIPAL CONSERVATION, HARRIS COUNTY MUD 344 | 2020 | HARRIS COUNTY MUD 344 | 939967 | MUNICIPAL CONSERVATION
H | MUNICIPAL CONSERVATION, HARRIS COUNTY MUD 345 | 2020 | HARRIS COUNTY MUD 345 | 881421 | MUNICIPAL CONSERVATION
H | MUNICIPAL CONSERVATION, HARRIS COUNTY MUD 36 | 2020 | HARRIS COUNTY MUD 36 | 270358 | MUNICIPAL CONSERVATION
H | MUNICIPAL CONSERVATION, HARRIS COUNTY MUD 361 | 2020 | HARRIS COUNTY MUD 361 | 860548 | MUNICIPAL CONSERVATION
H | MUNICIPAL CONSERVATION, HARRIS COUNTY MUD 372 | 2020 | HARRIS COUNTY MUD 372 | 877602 | MUNICIPAL CONSERVATION
H | MUNICIPAL CONSERVATION, HARRIS COUNTY MUD 400 | 2020 | HARRIS COUNTY MUD 400 | 1345326 | MUNICIPAL CONSERVATION
H | MUNICIPAL CONSERVATION, HARRIS COUNTY MUD 412 | 2020 | HARRIS COUNTY MUD 412 | 867134 | MUNICIPAL CONSERVATION
H | MUNICIPAL CONSERVATION, HARRIS COUNTY MUD 420 | 2020 | HARRIS COUNTY MUD 420 | 357369 | MUNICIPAL CONSERVATION
H | MUNICIPAL CONSERVATION, HARRIS COUNTY MUD 46 | 2020 | HARRIS COUNTY MUD 46 | 760176 | MUNICIPAL CONSERVATION
H | MUNICIPAL CONSERVATION, HARRIS COUNTY MUD 49 | 2020 | HARRIS COUNTY MUD 49 | 1495295 | MUNICIPAL CONSERVATION
H | MUNICIPAL CONSERVATION, HARRIS COUNTY MUD 5 | 2020 | HARRIS COUNTY MUD 5 | 1291089 | MUNICIPAL CONSERVATION
H | MUNICIPAL CONSERVATION, HARRIS COUNTY MUD 50 | 2020 | HARRIS COUNTY MUD 50 | 849066 | MUNICIPAL CONSERVATION
H | MUNICIPAL CONSERVATION, HARRIS COUNTY MUD 55 | 2020 | HARRIS COUNTY MUD 55 | 4204948 | MUNICIPAL CONSERVATION
H | MUNICIPAL CONSERVATION, HARRIS COUNTY MUD 58 | 2020 | HARRIS COUNTY MUD 58 | 261523 | MUNICIPAL CONSERVATION
H | MUNICIPAL CONSERVATION, HARRIS COUNTY MUD 6 | 2020 | HARRIS COUNTY MUD 6 | 846222 | MUNICIPAL CONSERVATION
H | MUNICIPAL CONSERVATION, HARRIS COUNTY MUD 8 | 2020 | HARRIS COUNTY MUD 8 | 544419 | MUNICIPAL CONSERVATION
H | MUNICIPAL CONSERVATION, HARRIS COUNTY MUD 96 | 2020 | HARRIS COUNTY MUD 96 | 1591503 | MUNICIPAL CONSERVATION
H | MUNICIPAL CONSERVATION, HARRIS COUNTY UD 15 | 2020 | HARRIS COUNTY UD 15 | 765332 | MUNICIPAL CONSERVATION
H | MUNICIPAL CONSERVATION, HARRIS COUNTY WCID 1 | 2020 | HARRIS COUNTY WCID 1 | 1532752 | MUNICIPAL CONSERVATION
H | MUNICIPAL CONSERVATION, HARRIS COUNTY WCID 133 | 2020 | HARRIS COUNTY WCID 133 | 995379 | MUNICIPAL CONSERVATION
H | MUNICIPAL CONSERVATION, HARRIS COUNTY WCID 156 | 2020 | HARRIS COUNTY WCID 156 | 293775 | MUNICIPAL CONSERVATION
H | MUNICIPAL CONSERVATION, HARRIS COUNTY WCID 50 | 2020 | HARRIS COUNTY WCID 50 | 918862 | MUNICIPAL CONSERVATION
H | MUNICIPAL CONSERVATION, HARRIS COUNTY WCID 70 | 2020 | HARRIS COUNTY WCID 70 | 460540 | MUNICIPAL CONSERVATION
H | MUNICIPAL CONSERVATION, HARRIS COUNTY WCID 74 | 2020 | HARRIS COUNTY WCID 74 | 747914 | MUNICIPAL CONSERVATION
H | MUNICIPAL CONSERVATION, HARRIS COUNTY WCID 89 | 2020 | HARRIS COUNTY WCID 89 | 1806032 | MUNICIPAL CONSERVATION
H | MUNICIPAL CONSERVATION, HARRIS COUNTY WCID 96 | 2020 | HARRIS COUNTY WCID 96 | 1474603 | MUNICIPAL CONSERVATION
H | MUNICIPAL CONSERVATION, HARRIS COUNTY WCID-FONDREN ROAD | 2020 | HARRIS COUNTY WCID-FONDREN ROAD | 854344 | MUNICIPAL CONSERVATION
H | MUNICIPAL CONSERVATION, HARRIS-MONTGOMERY COUNTIES MUD 386 | 2020 | HARRIS-MONTGOMERY COUNTIES MUD 386 | 439183 | MUNICIPAL CONSERVATION
H | MUNICIPAL CONSERVATION, HEMPSTEAD | 2020 | HEMPSTEAD | 1915369 | MUNICIPAL CONSERVATION
H | MUNICIPAL CONSERVATION, HILLCREST VILLAGE | 2020 | HILLCREST VILLAGE | 174463 | MUNICIPAL CONSERVATION
H | MUNICIPAL CONSERVATION, HILLTOP LAKES WSC | 2020 | HILLTOP LAKES WSC | 500706 | MUNICIPAL CONSERVATION
H | MUNICIPAL CONSERVATION, HILSHIRE VILLAGE | 2020 | HILSHIRE VILLAGE | 270831 | MUNICIPAL CONSERVATION
H | MUNICIPAL CONSERVATION, HITCHCOCK | 2020 | HITCHCOCK | 2113980 | MUNICIPAL CONSERVATION
H | MUNICIPAL CONSERVATION, HMW SUD | 2020 | HMW SUD | 4907597 | MUNICIPAL CONSERVATION
H | MUNICIPAL CONSERVATION, HOUSTON | 2020 | HOUSTON | 616098371 | MUNICIPAL CONSERVATION
H | MUNICIPAL CONSERVATION, HUMBLE | 2020 | HUMBLE | 7106206 | MUNICIPAL CONSERVATION
H | MUNICIPAL CONSERVATION, HUNTSVILLE | 2020 | HUNTSVILLE | 10124011 | MUNICIPAL CONSERVATION
H | MUNICIPAL CONSERVATION, JACINTO CITY | 2020 | JACINTO CITY | 387170 | MUNICIPAL CONSERVATION
H | MUNICIPAL CONSERVATION, JAMAICA BEACH | 2020 | JAMAICA BEACH | 317328 | MUNICIPAL CONSERVATION
H | MUNICIPAL CONSERVATION, JERSEY VILLAGE | 2020 | JERSEY VILLAGE | 2508448 | MUNICIPAL CONSERVATION
H | MUNICIPAL CONSERVATION, JEWETT | 2020 | JEWETT | 505991 | MUNICIPAL CONSERVATION
H | MUNICIPAL CONSERVATION, JOHNSTON WATER UTILITY | 2020 | JOHNSTON WATER UTILITY | 909187 | MUNICIPAL CONSERVATION
H | MUNICIPAL CONSERVATION, KATY | 2020 | KATY | 9786615 | MUNICIPAL CONSERVATION
H | MUNICIPAL CONSERVATION, KENDLETON | 2020 | KENDLETON | 308272 | MUNICIPAL CONSERVATION
H | MUNICIPAL CONSERVATION, KINGS MANOR MUD | 2020 | KINGS MANOR MUD | 781873 | MUNICIPAL CONSERVATION
H | MUNICIPAL CONSERVATION, KIRKMONT MUD | 2020 | KIRKMONT MUD | 622350 | MUNICIPAL CONSERVATION
H | MUNICIPAL CONSERVATION, LA MARQUE | 2020 | LA MARQUE | 5040112 | MUNICIPAL CONSERVATION
H | MUNICIPAL CONSERVATION, LA PORTE | 2020 | LA PORTE | 11421772 | MUNICIPAL CONSERVATION
H | MUNICIPAL CONSERVATION, LAKE BONANZA WSC | 2020 | LAKE BONANZA WSC | 869771 | MUNICIPAL CONSERVATION
H | MUNICIPAL CONSERVATION, LAKE CONROE HILLS MUD | 2020 | LAKE CONROE HILLS MUD | 761566 | MUNICIPAL CONSERVATION
H | MUNICIPAL CONSERVATION, LAKE JACKSON | 2020 | LAKE JACKSON | 9206747 | MUNICIPAL CONSERVATION
H | MUNICIPAL CONSERVATION, LAKE LIVINGSTON WSC | 2020 | LAKE LIVINGSTON WSC | 123980 | MUNICIPAL CONSERVATION
H | MUNICIPAL CONSERVATION, LAKE MUD | 2020 | LAKE MUD | 1338515 | MUNICIPAL CONSERVATION
H | MUNICIPAL CONSERVATION, LAZY RIVER IMPROVEMENT DISTRICT | 2020 | LAZY RIVER IMPROVEMENT DISTRICT | 224097 | MUNICIPAL CONSERVATION
H | MUNICIPAL CONSERVATION, LEAGUE CITY | 2020 | LEAGUE CITY | 33336181 | MUNICIPAL CONSERVATION
H | MUNICIPAL CONSERVATION, LEGGETT WSC | 2020 | LEGGETT WSC | 432296 | MUNICIPAL CONSERVATION
H | MUNICIPAL CONSERVATION, LIBERTY | 2020 | LIBERTY | 2562430 | MUNICIPAL CONSERVATION
H | MUNICIPAL CONSERVATION, LIBERTY COUNTY FWSD 1 HULL | 2020 | LIBERTY COUNTY FWSD 1 HULL | 286690 | MUNICIPAL CONSERVATION
H | MUNICIPAL CONSERVATION, LIVINGSTON | 2020 | LIVINGSTON | 2240443 | MUNICIPAL CONSERVATION
H | MUNICIPAL CONSERVATION, LONGHORN TOWN UD | 2020 | LONGHORN TOWN UD | 328108 | MUNICIPAL CONSERVATION
H | MUNICIPAL CONSERVATION, LUCE BAYOU PUD | 2020 | LUCE BAYOU PUD | 182005 | MUNICIPAL CONSERVATION
H | MUNICIPAL CONSERVATION, MADISON COUNTY WSC | 2020 | MADISON COUNTY WSC | 332849 | MUNICIPAL CONSERVATION
H | MUNICIPAL CONSERVATION, MADISONVILLE | 2020 | MADISONVILLE | 1392349 | MUNICIPAL CONSERVATION
H | MUNICIPAL CONSERVATION, MAGNOLIA | 2020 | MAGNOLIA | 2218685 | MUNICIPAL CONSERVATION
H | MUNICIPAL CONSERVATION, MANVEL | 2020 | MANVEL | 802914 | MUNICIPAL CONSERVATION
H | MUNICIPAL CONSERVATION, MASON CREEK UD | 2020 | MASON CREEK UD | 1540569 | MUNICIPAL CONSERVATION
H | MUNICIPAL CONSERVATION, MEADOWCREEK MUD | 2020 | MEADOWCREEK MUD | 696029 | MUNICIPAL CONSERVATION
H | MUNICIPAL CONSERVATION, MEADOWS PLACE | 2020 | MEADOWS PLACE | 1100139 | MUNICIPAL CONSERVATION
H | MUNICIPAL CONSERVATION, MEMORIAL POINT UD | 2020 | MEMORIAL POINT UD | 283930 | MUNICIPAL CONSERVATION
H | MUNICIPAL CONSERVATION, MEMORIAL VILLAGES WATER AUTHORITY | 2020 | MEMORIAL VILLAGES WATER AUTHORITY | 2837112 | MUNICIPAL CONSERVATION
H | MUNICIPAL CONSERVATION, MERCY WSC | 2020 | MERCY WSC | 597261 | MUNICIPAL CONSERVATION
H | MUNICIPAL CONSERVATION, MISSOURI CITY | 2020 | MISSOURI CITY | 979307 | MUNICIPAL CONSERVATION
H | MUNICIPAL CONSERVATION, MONT BELVIEU | 2020 | MONT BELVIEU | 2755384 | MUNICIPAL CONSERVATION
H | MUNICIPAL CONSERVATION, MONTGOMERY | 2020 | MONTGOMERY | 1149207 | MUNICIPAL CONSERVATION
H | MUNICIPAL CONSERVATION, MONTGOMERY COUNTY MUD 112 | 2020 | MONTGOMERY COUNTY MUD 112 | 310974 | MUNICIPAL CONSERVATION
H | MUNICIPAL CONSERVATION, MONTGOMERY COUNTY MUD 115 | 2020 | MONTGOMERY COUNTY MUD 115 | 367564 | MUNICIPAL CONSERVATION
H | MUNICIPAL CONSERVATION, MONTGOMERY COUNTY MUD 119 | 2020 | MONTGOMERY COUNTY MUD 119 | 1257993 | MUNICIPAL CONSERVATION
H | MUNICIPAL CONSERVATION, MONTGOMERY COUNTY MUD 15 | 2020 | MONTGOMERY COUNTY MUD 15 | 1566179 | MUNICIPAL CONSERVATION
H | MUNICIPAL CONSERVATION, MONTGOMERY COUNTY MUD 18 | 2020 | MONTGOMERY COUNTY MUD 18 | 2211274 | MUNICIPAL CONSERVATION
H | MUNICIPAL CONSERVATION, MONTGOMERY COUNTY MUD 19 | 2020 | MONTGOMERY COUNTY MUD 19 | 364612 | MUNICIPAL CONSERVATION
H | MUNICIPAL CONSERVATION, MONTGOMERY COUNTY MUD 56 | 2020 | MONTGOMERY COUNTY MUD 56 | 318577 | MUNICIPAL CONSERVATION
H | MUNICIPAL CONSERVATION, MONTGOMERY COUNTY MUD 8 | 2020 | MONTGOMERY COUNTY MUD 8 | 1357116 | MUNICIPAL CONSERVATION
H | MUNICIPAL CONSERVATION, MONTGOMERY COUNTY MUD 83 | 2020 | MONTGOMERY COUNTY MUD 83 | 524623 | MUNICIPAL CONSERVATION
H | MUNICIPAL CONSERVATION, MONTGOMERY COUNTY MUD 84 | 2020 | MONTGOMERY COUNTY MUD 84 | 820714 | MUNICIPAL CONSERVATION
H | MUNICIPAL CONSERVATION, MONTGOMERY COUNTY MUD 88 | 2030 | MONTGOMERY COUNTY MUD 88 | 127869 | MUNICIPAL CONSERVATION
H | MUNICIPAL CONSERVATION, MONTGOMERY COUNTY MUD 89 | 2020 | MONTGOMERY COUNTY MUD 89 | 1082397 | MUNICIPAL CONSERVATION
H | MUNICIPAL CONSERVATION, MONTGOMERY COUNTY MUD 9 | 2020 | MONTGOMERY COUNTY MUD 9 | 2572872 | MUNICIPAL CONSERVATION
H | MUNICIPAL CONSERVATION, MONTGOMERY COUNTY MUD 95 | 2020 | MONTGOMERY COUNTY MUD 95 | 456755 | MUNICIPAL CONSERVATION
H | MUNICIPAL CONSERVATION, MONTGOMERY COUNTY MUD 98 | 2020 | MONTGOMERY COUNTY MUD 98 | 714737 | MUNICIPAL CONSERVATION
H | MUNICIPAL CONSERVATION, MONTGOMERY COUNTY MUD 99 | 2020 | MONTGOMERY COUNTY MUD 99 | 329878 | MUNICIPAL CONSERVATION
H | MUNICIPAL CONSERVATION, MONTGOMERY COUNTY UD 2 | 2020 | MONTGOMERY COUNTY UD 2 | 629048 | MUNICIPAL CONSERVATION
H | MUNICIPAL CONSERVATION, MONTGOMERY COUNTY UD 3 | 2020 | MONTGOMERY COUNTY UD 3 | 1911354 | MUNICIPAL CONSERVATION
H | MUNICIPAL CONSERVATION, MONTGOMERY COUNTY UD 4 | 2020 | MONTGOMERY COUNTY UD 4 | 1439300 | MUNICIPAL CONSERVATION
H | MUNICIPAL CONSERVATION, MONTGOMERY COUNTY WCID 1 | 2020 | MONTGOMERY COUNTY WCID 1 | 870925 | MUNICIPAL CONSERVATION
H | MUNICIPAL CONSERVATION, MORGANS POINT | 2020 | MORGANS POINT | 138847 | MUNICIPAL CONSERVATION
H | MUNICIPAL CONSERVATION, MOUNT HOUSTON ROAD MUD | 2020 | MOUNT HOUSTON ROAD MUD | 1320375 | MUNICIPAL CONSERVATION
H | MUNICIPAL CONSERVATION, MSEC ENTERPRISES | 2020 | MSEC ENTERPRISES | 9772149 | MUNICIPAL CONSERVATION
H | MUNICIPAL CONSERVATION, NASSAU BAY | 2020 | NASSAU BAY | 1286760 | MUNICIPAL CONSERVATION
H | MUNICIPAL CONSERVATION, NEEDVILLE | 2020 | NEEDVILLE | 754487 | MUNICIPAL CONSERVATION
H | MUNICIPAL CONSERVATION, NEW CANEY MUD | 2020 | NEW CANEY MUD | 3053206 | MUNICIPAL CONSERVATION
H | MUNICIPAL CONSERVATION, NEW WAVERLY | 2020 | NEW WAVERLY | 374114 | MUNICIPAL CONSERVATION
H | MUNICIPAL CONSERVATION, NEWPORT MUD | 2020 | NEWPORT MUD | 2179239 | MUNICIPAL CONSERVATION
H | MUNICIPAL CONSERVATION, NORMANGEE | 2020 | NORMANGEE | 276676 | MUNICIPAL CONSERVATION
H | MUNICIPAL CONSERVATION, NORTH BELT UD | 2020 | NORTH BELT UD | 631892 | MUNICIPAL CONSERVATION
H | MUNICIPAL CONSERVATION, NORTH CHANNEL WATER AUTHORITY | 2020 | NORTH CHANNEL WATER AUTHORITY | 19645665 | MUNICIPAL CONSERVATION
H | MUNICIPAL CONSERVATION, NORTH FOREST MUD | 2020 | NORTH FOREST MUD | 319256 | MUNICIPAL CONSERVATION
H | MUNICIPAL CONSERVATION, NORTH FORT BEND WATER AUTHORITY | 2020 | NORTH FORT BEND WATER AUTHORITY | 133636662 | MUNICIPAL CONSERVATION
H | MUNICIPAL CONSERVATION, NORTH GREEN MUD | 2020 | NORTH GREEN MUD | 449339 | MUNICIPAL CONSERVATION
H | MUNICIPAL CONSERVATION, NORTH HARRIS COUNTY REGIONAL WATER AUTHORITY | 2020 | NORTH HARRIS COUNTY REGIONAL WATER AUTHORITY | 228700267 | MUNICIPAL CONSERVATION
H | MUNICIPAL CONSERVATION, NORTH ZULCH MUD | 2020 | NORTH ZULCH MUD | 457404 | MUNICIPAL CONSERVATION
H | MUNICIPAL CONSERVATION, NORTHWEST HARRIS COUNTY MUD 16 | 2020 | NORTHWEST HARRIS COUNTY MUD 16 | 753948 | MUNICIPAL CONSERVATION
H | MUNICIPAL CONSERVATION, OAK HOLLOW UTILITY | 2020 | OAK HOLLOW UTILITY | 703466 | MUNICIPAL CONSERVATION
H | MUNICIPAL CONSERVATION, OAK RIDGE NORTH | 2020 | OAK RIDGE NORTH | 907882 | MUNICIPAL CONSERVATION
H | MUNICIPAL CONSERVATION, ONALASKA WSC | 2020 | ONALASKA WSC | 1579923 | MUNICIPAL CONSERVATION
H | MUNICIPAL CONSERVATION, ONE FIVE O WSC | 2020 | ONE FIVE O WSC | 752118 | MUNICIPAL CONSERVATION
H | MUNICIPAL CONSERVATION, OYSTER CREEK | 2020 | OYSTER CREEK | 365511 | MUNICIPAL CONSERVATION
H | MUNICIPAL CONSERVATION, P B & S C WSC | 2020 | P B AND S C WSC | 547377 | MUNICIPAL CONSERVATION
H | MUNICIPAL CONSERVATION, PALMER PLANTATION MUD 1 | 2020 | PALMER PLANTATION MUD 1 | 543153 | MUNICIPAL CONSERVATION
H | MUNICIPAL CONSERVATION, PALMER PLANTATION MUD 2 | 2020 | PALMER PLANTATION MUD 2 | 504897 | MUNICIPAL CONSERVATION
H | MUNICIPAL CONSERVATION, PANORAMA VILLAGE | 2020 | PANORAMA VILLAGE | 806829 | MUNICIPAL CONSERVATION
H | MUNICIPAL CONSERVATION, PARKWAY MUD | 2020 | PARKWAY MUD | 1571910 | MUNICIPAL CONSERVATION
H | MUNICIPAL CONSERVATION, PASADENA | 2020 | PASADENA | 31699272 | MUNICIPAL CONSERVATION
H | MUNICIPAL CONSERVATION, PATTISON WSC | 2020 | PATTISON WSC | 545423 | MUNICIPAL CONSERVATION
H | MUNICIPAL CONSERVATION, PEARLAND | 2020 | PEARLAND | 40507644 | MUNICIPAL CONSERVATION
H | MUNICIPAL CONSERVATION, PECAN GROVE MUD 1 | 2020 | PECAN GROVE MUD 1 | 2976508 | MUNICIPAL CONSERVATION
H | MUNICIPAL CONSERVATION, PENNINGTON WSC | 2020 | PENNINGTON WSC | 326752 | MUNICIPAL CONSERVATION
H | MUNICIPAL CONSERVATION, PHELPS SUD | 2020 | PHELPS SUD | 404755 | MUNICIPAL CONSERVATION
H | MUNICIPAL CONSERVATION, PINE VILLAGE PUD | 2020 | PINE VILLAGE PUD | 577735 | MUNICIPAL CONSERVATION
H | MUNICIPAL CONSERVATION, PINEWOOD COMMUNITY | 2020 | PINEWOOD COMMUNITY | 233849 | MUNICIPAL CONSERVATION
H | MUNICIPAL CONSERVATION, PLANTATION MUD | 2020 | PLANTATION MUD | 867407 | MUNICIPAL CONSERVATION
H | MUNICIPAL CONSERVATION, POINT AQUARIUS MUD | 2020 | POINT AQUARIUS MUD | 698344 | MUNICIPAL CONSERVATION
H | MUNICIPAL CONSERVATION, PRAIRIE VIEW | 2020 | PRAIRIE VIEW | 1310026 | MUNICIPAL CONSERVATION
H | MUNICIPAL CONSERVATION, PROVIDENCE WSC | 2020 | PROVIDENCE WSC | 108220 | MUNICIPAL CONSERVATION
H | MUNICIPAL CONSERVATION, QUADVEST | 2020 | QUADVEST | 15976834 | MUNICIPAL CONSERVATION
H | MUNICIPAL CONSERVATION, QUAIL VALLEY UD | 2020 | QUAIL VALLEY UD | 4954886 | MUNICIPAL CONSERVATION
H | MUNICIPAL CONSERVATION, RANCH UTILITIES | 2020 | RANCH UTILITIES | 367586 | MUNICIPAL CONSERVATION
H | MUNICIPAL CONSERVATION, RAYFORD ROAD MUD | 2020 | RAYFORD ROAD MUD | 2476870 | MUNICIPAL CONSERVATION
H | MUNICIPAL CONSERVATION, RICHMOND | 2020 | RICHMOND | 2839509 | MUNICIPAL CONSERVATION
H | MUNICIPAL CONSERVATION, RICHWOOD | 2020 | RICHWOOD | 1059533 | MUNICIPAL CONSERVATION
H | MUNICIPAL CONSERVATION, RIVER PLANTATION MUD | 2020 | RIVER PLANTATION MUD | 859909 | MUNICIPAL CONSERVATION
H | MUNICIPAL CONSERVATION, ROLLING FORK PUD | 2020 | ROLLING FORK PUD | 493788 | MUNICIPAL CONSERVATION
H | MUNICIPAL CONSERVATION, ROMAN FOREST CONSOLIDATED MUD | 2020 | ROMAN FOREST CONSOLIDATED MUD | 498998 | MUNICIPAL CONSERVATION
H | MUNICIPAL CONSERVATION, ROSENBERG | 2020 | ROSENBERG | 10696240 | MUNICIPAL CONSERVATION
H | MUNICIPAL CONSERVATION, ROYAL VALLEY UTILITIES | 2020 | ROYAL VALLEY UTILITIES | 645179 | MUNICIPAL CONSERVATION
H | MUNICIPAL CONSERVATION, SAGEMEADOW UD | 2020 | SAGEMEADOW UD | 1686926 | MUNICIPAL CONSERVATION
H | MUNICIPAL CONSERVATION, SAN JACINTO SUD | 2020 | SAN JACINTO SUD | 857236 | MUNICIPAL CONSERVATION
H | MUNICIPAL CONSERVATION, SEABROOK | 2020 | SEABROOK | 3075442 | MUNICIPAL CONSERVATION
H | MUNICIPAL CONSERVATION, SEALY | 2020 | SEALY | 2201136 | MUNICIPAL CONSERVATION
H | MUNICIPAL CONSERVATION, SEDONA LAKES MUD 1 | 2020 | SEDONA LAKES MUD 1 | 458106 | MUNICIPAL CONSERVATION
H | MUNICIPAL CONSERVATION, SEQUOIA IMPROVEMENT DISTRICT | 2020 | SEQUOIA IMPROVEMENT DISTRICT | 273422 | MUNICIPAL CONSERVATION
H | MUNICIPAL CONSERVATION, SHENANDOAH | 2020 | SHENANDOAH | 1764103 | MUNICIPAL CONSERVATION
H | MUNICIPAL CONSERVATION, SHEPHERD | 2020 | SHEPHERD | 796830 | MUNICIPAL CONSERVATION
H | MUNICIPAL CONSERVATION, SHOREACRES | 2020 | SHOREACRES | 434121 | MUNICIPAL CONSERVATION
H | MUNICIPAL CONSERVATION, SIENNA PLANTATION | 2020 | SIENNA PLANTATION | 14108377 | MUNICIPAL CONSERVATION
H | MUNICIPAL CONSERVATION, SODA WSC | 2020 | SODA WSC | 515365 | MUNICIPAL CONSERVATION
H | MUNICIPAL CONSERVATION, SOUTH CLEVELAND WSC | 2020 | SOUTH CLEVELAND WSC | 719210 | MUNICIPAL CONSERVATION
H | MUNICIPAL CONSERVATION, SOUTH HOUSTON | 2020 | SOUTH HOUSTON | 3528418 | MUNICIPAL CONSERVATION
H | MUNICIPAL CONSERVATION, SOUTHEAST WSC | 2020 | SOUTHEAST WSC | 940549 | MUNICIPAL CONSERVATION
H | MUNICIPAL CONSERVATION, SOUTHERN MONTGOMERY COUNTY MUD | 2020 | SOUTHERN MONTGOMERY COUNTY MUD | 1761929 | MUNICIPAL CONSERVATION
H | MUNICIPAL CONSERVATION, SOUTHERN WATER | 2020 | SOUTHERN WATER | 859821 | MUNICIPAL CONSERVATION
H | MUNICIPAL CONSERVATION, SOUTHSIDE PLACE | 2020 | SOUTHSIDE PLACE | 350505 | MUNICIPAL CONSERVATION
H | MUNICIPAL CONSERVATION, SOUTHWEST HARRIS COUNTY MUD 1 | 2020 | SOUTHWEST HARRIS COUNTY MUD 1 | 142770 | MUNICIPAL CONSERVATION
H | MUNICIPAL CONSERVATION, SPLENDORA | 2020 | SPLENDORA | 2671520 | MUNICIPAL CONSERVATION
H | MUNICIPAL CONSERVATION, SPRING CREEK UD | 2020 | SPRING CREEK UD | 3032270 | MUNICIPAL CONSERVATION
H | MUNICIPAL CONSERVATION, SPRING MEADOWS MUD | 2020 | SPRING MEADOWS MUD | 872219 | MUNICIPAL CONSERVATION
H | MUNICIPAL CONSERVATION, SPRING VALLEY | 2020 | SPRING VALLEY | 1189431 | MUNICIPAL CONSERVATION
H | MUNICIPAL CONSERVATION, STANLEY LAKE MUD | 2020 | STANLEY LAKE MUD | 1496087 | MUNICIPAL CONSERVATION
H | MUNICIPAL CONSERVATION, SUBURBAN UTILITY | 2020 | SUBURBAN UTILITY | 840323 | MUNICIPAL CONSERVATION
H | MUNICIPAL CONSERVATION, SUGAR LAND | 2020 | SUGAR LAND | 40237388 | MUNICIPAL CONSERVATION
H | MUNICIPAL CONSERVATION, SUNBELT FWSD | 2020 | SUNBELT FWSD | 7755607 | MUNICIPAL CONSERVATION
H | MUNICIPAL CONSERVATION, SURFSIDE BEACH | 2020 | SURFSIDE BEACH | 194388 | MUNICIPAL CONSERVATION
H | MUNICIPAL CONSERVATION, SWEENY | 2020 | SWEENY | 855971 | MUNICIPAL CONSERVATION
H | MUNICIPAL CONSERVATION, T & W WATER SERVICE | 2020 | T AND W WATER SERVICE | 3641710 | MUNICIPAL CONSERVATION
H | MUNICIPAL CONSERVATION, TARKINGTON SUD | 2020 | TARKINGTON SUD | 1320661 | MUNICIPAL CONSERVATION
H | MUNICIPAL CONSERVATION, TDCJ JESTER UNITS | 2020 | TDCJ JESTER UNITS | 564744 | MUNICIPAL CONSERVATION
H | MUNICIPAL CONSERVATION, TDCJ RAMSEY AREA | 2020 | TDCJ RAMSEY AREA | 286459 | MUNICIPAL CONSERVATION
H | MUNICIPAL CONSERVATION, TEMPE WSC 1 | 2020 | TEMPE WSC 1 | 551885 | MUNICIPAL CONSERVATION
H | MUNICIPAL CONSERVATION, TEXAS CITY | 2020 | TEXAS CITY | 16534117 | MUNICIPAL CONSERVATION
H | MUNICIPAL CONSERVATION, THE COMMONS WATER SUPPLY | 2020 | THE COMMONS WATER SUPPLY | 637110 | MUNICIPAL CONSERVATION
H | MUNICIPAL CONSERVATION, THE WOODLANDS | 2020 | THE WOODLANDS | 26830227 | MUNICIPAL CONSERVATION
H | MUNICIPAL CONSERVATION, THUNDERBIRD UD | 2020 | THUNDERBIRD UD | 1637267 | MUNICIPAL CONSERVATION
H | MUNICIPAL CONSERVATION, TOMBALL | 2020 | TOMBALL | 3413919 | MUNICIPAL CONSERVATION
H | MUNICIPAL CONSERVATION, TRAIL OF THE LAKES MUD | 2020 | TRAIL OF THE LAKES MUD | 1838937 | MUNICIPAL CONSERVATION
H | MUNICIPAL CONSERVATION, TRINITY | 2020 | TRINITY | 1051962 | MUNICIPAL CONSERVATION
H | MUNICIPAL CONSERVATION, TRINITY BAY CONSERVATION DISTRICT | 2020 | TRINITY BAY CONSERVATION DISTRICT | 7470364 | MUNICIPAL CONSERVATION
H | MUNICIPAL CONSERVATION, TRINITY RURAL WSC | 2020 | TRINITY RURAL WSC | 863935 | MUNICIPAL CONSERVATION
H | MUNICIPAL CONSERVATION, VALLEY RANCH MUD 1 | 2020 | VALLEY RANCH MUD 1 | 684601 | MUNICIPAL CONSERVATION
H | MUNICIPAL CONSERVATION, VARNER CREEK UD | 2020 | VARNER CREEK UD | 454609 | MUNICIPAL CONSERVATION
H | MUNICIPAL CONSERVATION, WALKER COUNTY RURAL SUD | 2020 | WALKER COUNTY RURAL SUD | 1832813 | MUNICIPAL CONSERVATION
H | MUNICIPAL CONSERVATION, WALLER | 2020 | WALLER | 1151987 | MUNICIPAL CONSERVATION
H | MUNICIPAL CONSERVATION, WALLIS | 2020 | WALLIS | 407981 | MUNICIPAL CONSERVATION
H | MUNICIPAL CONSERVATION, WATERWOOD MUD 1 | 2020 | WATERWOOD MUD 1 | 109893 | MUNICIPAL CONSERVATION
H | MUNICIPAL CONSERVATION, WEBSTER | 2020 | WEBSTER | 2952717 | MUNICIPAL CONSERVATION
H | MUNICIPAL CONSERVATION, WEST COLUMBIA | 2020 | WEST COLUMBIA | 1174985 | MUNICIPAL CONSERVATION
H | MUNICIPAL CONSERVATION, WEST END WSC | 2020 | WEST END WSC | 440698 | MUNICIPAL CONSERVATION
H | MUNICIPAL CONSERVATION, WEST HARRIS COUNTY MUD 6 | 2020 | WEST HARRIS COUNTY MUD 6 | 379276 | MUNICIPAL CONSERVATION
H | MUNICIPAL CONSERVATION, WEST HARRIS COUNTY REGIONAL WATER AUTHORITY | 2020 | WEST HARRIS COUNTY REGIONAL WATER AUTHORITY | 141796335 | MUNICIPAL CONSERVATION
H | MUNICIPAL CONSERVATION, WEST UNIVERSITY PLACE | 2020 | WEST UNIVERSITY PLACE | 6438897 | MUNICIPAL CONSERVATION
H | MUNICIPAL CONSERVATION, WESTWOOD NORTH WSC | 2020 | WESTWOOD NORTH WSC | 743885 | MUNICIPAL CONSERVATION
H | MUNICIPAL CONSERVATION, WESTWOOD SHORES MUD | 2020 | WESTWOOD SHORES MUD | 452780 | MUNICIPAL CONSERVATION
H | MUNICIPAL CONSERVATION, WHITE OAK UTILITIES | 2020 | WHITE OAK UTILITIES | 530299 | MUNICIPAL CONSERVATION
H | MUNICIPAL CONSERVATION, WHITE OAK WSC | 2020 | WHITE OAK WSC | 203451 | MUNICIPAL CONSERVATION
H | MUNICIPAL CONSERVATION, WILLIS | 2020 | WILLIS | 1526672 | MUNICIPAL CONSERVATION
H | MUNICIPAL CONSERVATION, WOOD BRANCH VILLAGE | 2020 | WOOD BRANCH VILLAGE | 91110 | MUNICIPAL CONSERVATION
H | MUNICIPAL CONSERVATION, WOODCREEK MUD | 2020 | WOODCREEK MUD | 560771 | MUNICIPAL CONSERVATION
H | MUNICIPAL CONSERVATION, WOODCREEK WATER OF LIBERTY | 2020 | WOODCREEK WATER OF LIBERTY | 835962 | MUNICIPAL CONSERVATION
H | MUNICIPAL IRRIGATION REUSE DEVELOPMENT, BRAZORIA COUNTY | 2030 | COUNTY-OTHER (BRAZORIA) | 15708984 | OTHER DIRECT REUSE
H | MUNICIPAL IRRIGATION REUSE DEVELOPMENT, CHCRWA | 2030 | CENTRAL HARRIS COUNTY REGIONAL WATER AUTHORITY | 1185366 | OTHER DIRECT REUSE
H | MUNICIPAL IRRIGATION REUSE DEVELOPMENT, FORT BEND COUNTY | 2030 | COUNTY-OTHER (FORT BEND) | 19636871 | OTHER DIRECT REUSE
H | MUNICIPAL IRRIGATION REUSE DEVELOPMENT, HARRIS COUNTY | 2030 | COUNTY-OTHER (HARRIS) | 9659892 | OTHER DIRECT REUSE
H | MUNICIPAL IRRIGATION REUSE DEVELOPMENT, MONTGOMERY COUNTY | 2030 | COUNTY-OTHER (MONTGOMERY) | 61122692 | OTHER DIRECT REUSE
H | MUNICIPAL IRRIGATION REUSE DEVELOPMENT, NFBWA | 2030 | NORTH FORT BEND WATER AUTHORITY | 40939835 | OTHER DIRECT REUSE
H | MUNICIPAL IRRIGATION REUSE DEVELOPMENT, NHCRWA | 2030 | NORTH HARRIS COUNTY REGIONAL WATER AUTHORITY | 21061144 | OTHER DIRECT REUSE
H | MUNICIPAL IRRIGATION REUSE DEVELOPMENT, WHCRWA | 2030 | WEST HARRIS COUNTY REGIONAL WATER AUTHORITY | 11713653 | OTHER DIRECT REUSE
H | NFBWA MEMBER DISTRICT REUSE INFRASTRUCTURE | 2020 | NORTH FORT BEND WATER AUTHORITY | 46640088 | OTHER DIRECT REUSE
H | NFBWA PHASE 2 DISTRIBUTION SEGMENTS | 2030 | NORTH FORT BEND WATER AUTHORITY | 83859522 | CONJUNCTIVE USE; INDIRECT REUSE; OTHER SURFACE WATER
H | NHCRWA DISTRIBUTION EXPANSION - 2025 PHASE | 2030 | NORTH HARRIS COUNTY REGIONAL WATER AUTHORITY | 501912161 | CONJUNCTIVE USE; INDIRECT REUSE; OTHER SURFACE WATER
H | NHCRWA DISTRIBUTION EXPANSION - 2035 PHASE | 2040 | NORTH HARRIS COUNTY REGIONAL WATER AUTHORITY | 404769674 | CONJUNCTIVE USE; INDIRECT REUSE; OTHER SURFACE WATER
H | NHCRWA DISTRIBUTION EXPANSION - 2045 PHASE | 2050 | NORTH HARRIS COUNTY REGIONAL WATER AUTHORITY | 13022081 | CONJUNCTIVE USE; INDIRECT REUSE; OTHER SURFACE WATER
H | NHCRWA MEMBER DISTRICT REUSE INFRASTRUCTURE | 2020 | NORTH HARRIS COUNTY REGIONAL WATER AUTHORITY | 4295775 | OTHER DIRECT REUSE
H | NHCRWA TRANSMISSION LINES | 2030 | NORTH HARRIS COUNTY REGIONAL WATER AUTHORITY | 327910960 | CONJUNCTIVE USE; INDIRECT REUSE; OTHER SURFACE WATER
H | NRG CEDAR BAYOU DESALINATION | 2030 | NRG | 342840391 | OTHER STRATEGIES
H | PEARLAND REUSE INFRASTRUCTURE | 2020 | PEARLAND | 12648000 | OTHER DIRECT REUSE
H | PEARLAND SURFACE WATER TREATMENT PLANT DEVELOPMENT | 2030 | PEARLAND | 232787093 | OTHER SURFACE WATER
H | PORTER SUD GRP INFRASTRUCTURE - PHASE 1 | 2020 | PORTER SUD | 18370179 | INDIRECT REUSE
H | PORTER SUD GRP INFRASTRUCTURE - PHASE 2 | 2030 | PORTER SUD | 8492353 | INDIRECT REUSE
H | RICHMOND GRP INFRASTRUCTURE | 2030 | RICHMOND | 64737991 | CONJUNCTIVE USE; NEW MAJOR RESERVOIR; OTHER SURFACE WATER
H | RICHMOND REUSE INFRASTRUCTURE | 2020 | RICHMOND | 6198853 | OTHER DIRECT REUSE
H | ROSENBERG GRP INFRASTRUCTURE | 2030 | ROSENBERG | 12963110 | CONJUNCTIVE USE; OTHER SURFACE WATER
H | SEWPP ADDITIONAL MODULE | 2030 | GULF COAST WATER AUTHORITY | 97597266 | OTHER SURFACE WATER
H | SJRA AQUIFER STORAGE AND RECOVERY | 2070 | SAN JACINTO RIVER AUTHORITY | 222907186 | AQUIFER STORAGE AND RECOVERY
H | SJRA CATAHOULA AQUIFER SUPPLIES | 2040 | SAN JACINTO RIVER AUTHORITY | 18200411 | GROUNDWATER WELLS AND OTHER
H | SJRA GROUNDWATER REDUCTION PLAN - 2025 PHASE | 2030 | SAN JACINTO RIVER AUTHORITY | 87842787 | CONJUNCTIVE USE; INDIRECT REUSE; OTHER SURFACE WATER
H | SJRA GROUNDWATER REDUCTION PLAN - 2035 PHASE | 2040 | SAN JACINTO RIVER AUTHORITY | 348819483 | CONJUNCTIVE USE; INDIRECT REUSE; OTHER SURFACE WATER
H | SJRA GROUNDWATER REDUCTION PLAN - 2045 PHASE | 2050 | SAN JACINTO RIVER AUTHORITY | 213429097 | CONJUNCTIVE USE; INDIRECT REUSE; OTHER SURFACE WATER
H | SJRA GROUNDWATER REDUCTION PLAN - 2055 PHASE | 2060 | SAN JACINTO RIVER AUTHORITY | 348819483 | CONJUNCTIVE USE; INDIRECT REUSE; OTHER SURFACE WATER
H | SOUTHEAST TRANSMISSION LINE IMPROVEMENTS | 2030 | CLEAR LAKE CITY WATER AUTHORITY; FRIENDSWOOD; GULF COAST WATER AUTHORITY; HARRIS COUNTY MUD 55; HOUSTON; WEBSTER; BAYBROOK MUD 1; PASADENA | 119413067 | OTHER SURFACE WATER
H | SUGAR LAND ADVANCED LOSS REDUCTION | 2030 | SUGAR LAND | 359565 | MUNICIPAL CONSERVATION
H | SUGAR LAND AMI | 2030 | SUGAR LAND | 12488608 | MUNICIPAL CONSERVATION
H | SUGAR LAND GROUNDWATER PLANT CONVERSION | 2030 | SUGAR LAND | 21466745 | OTHER SURFACE WATER
H | SUGAR LAND IWRP REUSE INFRASTRUCTURE - PHASE 1 | 2030 | SUGAR LAND | 18579129 | OTHER DIRECT REUSE
H | SUGAR LAND IWRP REUSE INFRASTRUCTURE - PHASE 2 | 2040 | SUGAR LAND | 10302830 | OTHER DIRECT REUSE
H | SUGAR LAND SURFACE WATER EXPANSION - PHASE 1 | 2030 | SUGAR LAND | 52730261 | CONJUNCTIVE USE; OTHER SURFACE WATER
H | SUGAR LAND SURFACE WATER EXPANSION - PHASE 2 | 2040 | SUGAR LAND | 17206901 | CONJUNCTIVE USE; OTHER SURFACE WATER
H | SURFSIDE BEACH SUPPLY INFRASTRUCTURE | 2020 | SURFSIDE BEACH | 1900440 | OTHER SURFACE WATER
H | WATER LOSS REDUCTION, ANAHUAC | 2020 | ANAHUAC | 477688 | MUNICIPAL CONSERVATION
H | WATER LOSS REDUCTION, ANGLETON | 2020 | ANGLETON | 1862486 | MUNICIPAL CONSERVATION
H | WATER LOSS REDUCTION, AUSTIN COUNTY WSC | 2020 | AUSTIN COUNTY WSC | 148612 | MUNICIPAL CONSERVATION
H | WATER LOSS REDUCTION, BAYBROOK MUD 1 | 2020 | BAYBROOK MUD 1 | 196842 | MUNICIPAL CONSERVATION
H | WATER LOSS REDUCTION, BAYTOWN | 2020 | BAYTOWN | 5485688 | MUNICIPAL CONSERVATION
H | WATER LOSS REDUCTION, BOLIVAR PENINSULA SUD | 2020 | BOLIVAR PENINSULA SUD | 414444 | MUNICIPAL CONSERVATION
H | WATER LOSS REDUCTION, BRAZORIA COUNTY MUD 2 | 2020 | BRAZORIA COUNTY MUD 2 | 2807512 | MUNICIPAL CONSERVATION
H | WATER LOSS REDUCTION, BROOKSHIRE MWD | 2020 | BROOKSHIRE MWD | 1566564 | MUNICIPAL CONSERVATION
H | WATER LOSS REDUCTION, BUFFALO | 2020 | BUFFALO | 527570 | MUNICIPAL CONSERVATION
H | WATER LOSS REDUCTION, CAPE ROYALE UD | 2020 | CAPE ROYALE UD | 271092 | MUNICIPAL CONSERVATION
H | WATER LOSS REDUCTION, CLEAR LAKE CITY WATER AUTHORITY | 2020 | CLEAR LAKE CITY WATER AUTHORITY | 8789400 | MUNICIPAL CONSERVATION
H | WATER LOSS REDUCTION, CLEVELAND | 2020 | CLEVELAND | 1861664 | MUNICIPAL CONSERVATION
H | WATER LOSS REDUCTION, COUNTY-OTHER, AUSTIN | 2020 | COUNTY-OTHER (AUSTIN) | 4035700 | MUNICIPAL CONSERVATION
H | WATER LOSS REDUCTION, COUNTY-OTHER, LEON | 2020 | COUNTY-OTHER (LEON) | 332846 | MUNICIPAL CONSERVATION
H | WATER LOSS REDUCTION, COUNTY-OTHER, LIBERTY | 2020 | COUNTY-OTHER (LIBERTY) | 8518966 | MUNICIPAL CONSERVATION
H | WATER LOSS REDUCTION, COUNTY-OTHER, MADISON | 2020 | COUNTY-OTHER (MADISON) | 2419194 | MUNICIPAL CONSERVATION
H | WATER LOSS REDUCTION, COUNTY-OTHER, POLK | 2020 | COUNTY-OTHER (POLK) | 1006838 | MUNICIPAL CONSERVATION
H | WATER LOSS REDUCTION, COUNTY-OTHER, SAN JACINTO | 2020 | COUNTY-OTHER (SAN JACINTO) | 1169018 | MUNICIPAL CONSERVATION
H | WATER LOSS REDUCTION, COUNTY-OTHER, WALLER | 2020 | COUNTY-OTHER (WALLER) | 1069898 | MUNICIPAL CONSERVATION
H | WATER LOSS REDUCTION, CROSBY MUD | 2020 | CROSBY MUD | 483816 | MUNICIPAL CONSERVATION
H | WATER LOSS REDUCTION, DEER PARK | 2020 | DEER PARK | 7383436 | MUNICIPAL CONSERVATION
H | WATER LOSS REDUCTION, EL DORADO UD | 2020 | EL DORADO UD | 363044 | MUNICIPAL CONSERVATION
H | WATER LOSS REDUCTION, FLO COMMUNITY WSC | 2020 | FLO COMMUNITY WSC | 1024682 | MUNICIPAL CONSERVATION
H | WATER LOSS REDUCTION, FOREST HILLS MUD | 2020 | FOREST HILLS MUD | 369452 | MUNICIPAL CONSERVATION
H | WATER LOSS REDUCTION, FORT BEND COUNTY FWSD 1 | 2020 | FORT BEND COUNTY FWSD 1 | 255490 | MUNICIPAL CONSERVATION
H | WATER LOSS REDUCTION, FORT BEND COUNTY MUD 115 | 2020 | FORT BEND COUNTY MUD 115 | 743632 | MUNICIPAL CONSERVATION
H | WATER LOSS REDUCTION, FORT BEND COUNTY MUD 81 | 2020 | FORT BEND COUNTY MUD 81 | 1040860 | MUNICIPAL CONSERVATION
H | WATER LOSS REDUCTION, FORT BEND COUNTY WCID 2 | 2020 | FORT BEND COUNTY WCID 2 | 5695680 | MUNICIPAL CONSERVATION
H | WATER LOSS REDUCTION, FRIENDSWOOD | 2020 | FRIENDSWOOD | 9832174 | MUNICIPAL CONSERVATION
H | WATER LOSS REDUCTION, G & W WSC | 2020 | G AND W WSC | 669858 | MUNICIPAL CONSERVATION
H | WATER LOSS REDUCTION, GALVESTON | 2020 | GALVESTON | 49732012 | MUNICIPAL CONSERVATION
H | WATER LOSS REDUCTION, GALVESTON COUNTY WCID 1 | 2020 | GALVESTON COUNTY WCID 1 | 4300622 | MUNICIPAL CONSERVATION
H | WATER LOSS REDUCTION, GALVESTON COUNTY WCID 8 | 2020 | GALVESTON COUNTY WCID 8 | 2130160 | MUNICIPAL CONSERVATION
H | WATER LOSS REDUCTION, GREENWOOD UD | 2020 | GREENWOOD UD | 1699188 | MUNICIPAL CONSERVATION
H | WATER LOSS REDUCTION, GROVETON | 2020 | GROVETON | 124064 | MUNICIPAL CONSERVATION
H | WATER LOSS REDUCTION, HARRIS COUNTY FWSD 1-A | 2020 | HARRIS COUNTY FWSD 1-A | 403944 | MUNICIPAL CONSERVATION
H | WATER LOSS REDUCTION, HARRIS COUNTY FWSD 58 | 2020 | HARRIS COUNTY FWSD 58 | 79994 | MUNICIPAL CONSERVATION
H | WATER LOSS REDUCTION, HARRIS COUNTY MUD 106 | 2020 | HARRIS COUNTY MUD 106 | 1632142 | MUNICIPAL CONSERVATION
H | WATER LOSS REDUCTION, HARRIS COUNTY MUD 11 | 2020 | HARRIS COUNTY MUD 11 | 30798 | MUNICIPAL CONSERVATION
H | WATER LOSS REDUCTION, HARRIS COUNTY MUD 180 | 2020 | HARRIS COUNTY MUD 180 | 656498 | MUNICIPAL CONSERVATION
H | WATER LOSS REDUCTION, HARRIS COUNTY MUD 216 | 2020 | HARRIS COUNTY MUD 216 | 229162 | MUNICIPAL CONSERVATION
H | WATER LOSS REDUCTION, HARRIS COUNTY MUD 412 | 2020 | HARRIS COUNTY MUD 412 | 642432 | MUNICIPAL CONSERVATION
H | WATER LOSS REDUCTION, HARRIS COUNTY MUD 5 | 2020 | HARRIS COUNTY MUD 5 | 480908 | MUNICIPAL CONSERVATION
H | WATER LOSS REDUCTION, HARRIS COUNTY MUD 50 | 2020 | HARRIS COUNTY MUD 50 | 781538 | MUNICIPAL CONSERVATION
H | WATER LOSS REDUCTION, HARRIS COUNTY MUD 55 | 2020 | HARRIS COUNTY MUD 55 | 739672 | MUNICIPAL CONSERVATION
H | WATER LOSS REDUCTION, HARRIS COUNTY UD 14 | 2020 | HARRIS COUNTY UD 14 | 450426 | MUNICIPAL CONSERVATION
H | WATER LOSS REDUCTION, HARRIS COUNTY WCID 1 | 2020 | HARRIS COUNTY WCID 1 | 1161412 | MUNICIPAL CONSERVATION
H | WATER LOSS REDUCTION, HARRIS COUNTY WCID 70 | 2020 | HARRIS COUNTY WCID 70 | 359774 | MUNICIPAL CONSERVATION
H | WATER LOSS REDUCTION, HARRIS COUNTY WCID 89 | 2020 | HARRIS COUNTY WCID 89 | 644648 | MUNICIPAL CONSERVATION
H | WATER LOSS REDUCTION, HARRIS COUNTY WCID-FONDREN ROAD | 2020 | HARRIS COUNTY WCID-FONDREN ROAD | 239530 | MUNICIPAL CONSERVATION
H | WATER LOSS REDUCTION, HILLCREST VILLAGE | 2020 | HILLCREST VILLAGE | 130034 | MUNICIPAL CONSERVATION
H | WATER LOSS REDUCTION, HOUSTON | 2020 | HOUSTON | 650324980 | MUNICIPAL CONSERVATION
H | WATER LOSS REDUCTION, HUNTSVILLE | 2020 | HUNTSVILLE | 5562578 | MUNICIPAL CONSERVATION
H | WATER LOSS REDUCTION, JACINTO CITY | 2020 | JACINTO CITY | 615350 | MUNICIPAL CONSERVATION
H | WATER LOSS REDUCTION, JERSEY VILLAGE | 2020 | JERSEY VILLAGE | 1427144 | MUNICIPAL CONSERVATION
H | WATER LOSS REDUCTION, KENDLETON | 2020 | KENDLETON | 830346 | MUNICIPAL CONSERVATION
H | WATER LOSS REDUCTION, LA MARQUE | 2020 | LA MARQUE | 11988988 | MUNICIPAL CONSERVATION
H | WATER LOSS REDUCTION, LA PORTE | 2020 | LA PORTE | 2115106 | MUNICIPAL CONSERVATION
H | WATER LOSS REDUCTION, LAKE CONROE HILLS MUD | 2020 | LAKE CONROE HILLS MUD | 443734 | MUNICIPAL CONSERVATION
H | WATER LOSS REDUCTION, LAKE LIVINGSTON WSC | 2020 | LAKE LIVINGSTON WSC | 3555784 | MUNICIPAL CONSERVATION
H | WATER LOSS REDUCTION, LAKE MUD | 2020 | LAKE MUD | 153638 | MUNICIPAL CONSERVATION
H | WATER LOSS REDUCTION, LEAGUE CITY | 2020 | LEAGUE CITY | 11996792 | MUNICIPAL CONSERVATION
H | WATER LOSS REDUCTION, LEGGETT WSC | 2020 | LEGGETT WSC | 1149658 | MUNICIPAL CONSERVATION
H | WATER LOSS REDUCTION, LIBERTY | 2020 | LIBERTY | 3277750 | MUNICIPAL CONSERVATION
H | WATER LOSS REDUCTION, LIVINGSTON | 2020 | LIVINGSTON | 5674944 | MUNICIPAL CONSERVATION
H | WATER LOSS REDUCTION, LONGHORN TOWN UD | 2020 | LONGHORN TOWN UD | 30798 | MUNICIPAL CONSERVATION
H | WATER LOSS REDUCTION, LUCE BAYOU PUD | 2020 | LUCE BAYOU PUD | 191766 | MUNICIPAL CONSERVATION
H | WATER LOSS REDUCTION, MADISON COUNTY WSC | 2020 | MADISON COUNTY WSC | 37206 | MUNICIPAL CONSERVATION
H | WATER LOSS REDUCTION, MADISONVILLE | 2020 | MADISONVILLE | 1380364 | MUNICIPAL CONSERVATION
H | WATER LOSS REDUCTION, MANVEL | 2020 | MANVEL | 567794 | MUNICIPAL CONSERVATION
H | WATER LOSS REDUCTION, MEMORIAL POINT UD | 2020 | MEMORIAL POINT UD | 590716 | MUNICIPAL CONSERVATION
H | WATER LOSS REDUCTION, MERCY WSC | 2020 | MERCY WSC | 460284 | MUNICIPAL CONSERVATION
H | WATER LOSS REDUCTION, MISSOURI CITY | 2020 | MISSOURI CITY | 142046 | MUNICIPAL CONSERVATION
H | WATER LOSS REDUCTION, MONTGOMERY | 2020 | MONTGOMERY | 594520 | MUNICIPAL CONSERVATION
H | WATER LOSS REDUCTION, MONTGOMERY COUNTY MUD 84 | 2020 | MONTGOMERY COUNTY MUD 84 | 356220 | MUNICIPAL CONSERVATION
H | WATER LOSS REDUCTION, MONTGOMERY COUNTY MUD 88 | 2020 | MONTGOMERY COUNTY MUD 88 | 104520 | MUNICIPAL CONSERVATION
H | WATER LOSS REDUCTION, MONTGOMERY COUNTY MUD 99 | 2020 | MONTGOMERY COUNTY MUD 99 | 372180 | MUNICIPAL CONSERVATION
H | WATER LOSS REDUCTION, MONTGOMERY COUNTY UD 3 | 2020 | MONTGOMERY COUNTY UD 3 | 1834506 | MUNICIPAL CONSERVATION
H | WATER LOSS REDUCTION, NASSAU BAY | 2020 | NASSAU BAY | 663922 | MUNICIPAL CONSERVATION
H | WATER LOSS REDUCTION, NEW WAVERLY | 2020 | NEW WAVERLY | 79894 | MUNICIPAL CONSERVATION
H | WATER LOSS REDUCTION, NEWPORT MUD | 2020 | NEWPORT MUD | 510588 | MUNICIPAL CONSERVATION
H | WATER LOSS REDUCTION, NORTH BELT UD | 2020 | NORTH BELT UD | 215712 | MUNICIPAL CONSERVATION
H | WATER LOSS REDUCTION, NORTH CHANNEL WATER AUTHORITY | 2020 | NORTH CHANNEL WATER AUTHORITY | 5816298 | MUNICIPAL CONSERVATION
H | WATER LOSS REDUCTION, NORTH FOREST MUD | 2020 | NORTH FOREST MUD | 589094 | MUNICIPAL CONSERVATION
H | WATER LOSS REDUCTION, NORTH ZULCH MUD | 2020 | NORTH ZULCH MUD | 215606 | MUNICIPAL CONSERVATION
H | WATER LOSS REDUCTION, ONALASKA WSC | 2020 | ONALASKA WSC | 444050 | MUNICIPAL CONSERVATION
H | WATER LOSS REDUCTION, ONE FIVE O WSC | 2020 | ONE FIVE O WSC | 435298 | MUNICIPAL CONSERVATION
H | WATER LOSS REDUCTION, PEARLAND | 2020 | PEARLAND | 7680110 | MUNICIPAL CONSERVATION
H | WATER LOSS REDUCTION, PINE VILLAGE PUD | 2020 | PINE VILLAGE PUD | 30798 | MUNICIPAL CONSERVATION
H | WATER LOSS REDUCTION, PINEHURST DECKER PRAIRIE WSC | 2020 | PINEHURST DECKER PRAIRIE WSC | 177930 | MUNICIPAL CONSERVATION
H | WATER LOSS REDUCTION, RICHWOOD | 2020 | RICHWOOD | 370030 | MUNICIPAL CONSERVATION
H | WATER LOSS REDUCTION, SEDONA LAKES MUD 1 | 2020 | SEDONA LAKES MUD 1 | 204334 | MUNICIPAL CONSERVATION
H | WATER LOSS REDUCTION, SEQUOIA IMPROVEMENT DISTRICT | 2020 | SEQUOIA IMPROVEMENT DISTRICT | 147466 | MUNICIPAL CONSERVATION
H | WATER LOSS REDUCTION, SOUTH HOUSTON | 2020 | SOUTH HOUSTON | 2981016 | MUNICIPAL CONSERVATION
H | WATER LOSS REDUCTION, SOUTHEAST WSC | 2020 | SOUTHEAST WSC | 473240 | MUNICIPAL CONSERVATION
H | WATER LOSS REDUCTION, SOUTHERN MONTGOMERY COUNTY MUD | 2020 | SOUTHERN MONTGOMERY COUNTY MUD | 2866114 | MUNICIPAL CONSERVATION
H | WATER LOSS REDUCTION, SPLENDORA | 2020 | SPLENDORA | 1736640 | MUNICIPAL CONSERVATION
H | WATER LOSS REDUCTION, SUBURBAN UTILITY | 2020 | SUBURBAN UTILITY | 135240 | MUNICIPAL CONSERVATION
H | WATER LOSS REDUCTION, SUGAR LAND | 2020 | SUGAR LAND | 1306356 | MUNICIPAL CONSERVATION
H | WATER LOSS REDUCTION, SUNBELT FWSD | 2020 | SUNBELT FWSD | 2409570 | MUNICIPAL CONSERVATION
H | WATER LOSS REDUCTION, TEXAS CITY | 2020 | TEXAS CITY | 12524584 | MUNICIPAL CONSERVATION
H | WATER LOSS REDUCTION, TOMBALL | 2020 | TOMBALL | 3247382 | MUNICIPAL CONSERVATION
H | WATER LOSS REDUCTION, TRINITY RURAL WSC | 2020 | TRINITY RURAL WSC | 412330 | MUNICIPAL CONSERVATION
H | WATER LOSS REDUCTION, VARNER CREEK UD | 2020 | VARNER CREEK UD | 55346 | MUNICIPAL CONSERVATION
H | WATER LOSS REDUCTION, WALKER COUNTY RURAL SUD | 2020 | WALKER COUNTY RURAL SUD | 1937188 | MUNICIPAL CONSERVATION
H | WATER LOSS REDUCTION, WALLER | 2020 | WALLER | 710752 | MUNICIPAL CONSERVATION
H | WATER LOSS REDUCTION, WALLIS | 2020 | WALLIS | 192344 | MUNICIPAL CONSERVATION
H | WESTWOOD SHORES REUSE INFRASTRUCTURE | 2020 | WESTWOOD SHORES MUD | 2031251 | OTHER DIRECT REUSE
H | WHCRWA 2025 DISTRIBUTION EXPANSION | 2030 | WEST HARRIS COUNTY REGIONAL WATER AUTHORITY | 159257661 | CONJUNCTIVE USE; INDIRECT REUSE; OTHER SURFACE WATER
H | WHCRWA 2035 DISTRIBUTION EXPANSION | 2040 | WEST HARRIS COUNTY REGIONAL WATER AUTHORITY | 117720162 | CONJUNCTIVE USE; INDIRECT REUSE; OTHER SURFACE WATER
H | WHCRWA/NFBWA TRANSMISSION LINE | 2030 | NORTH FORT BEND WATER AUTHORITY; WEST HARRIS COUNTY REGIONAL WATER AUTHORITY | 1310701901 | CONJUNCTIVE USE; INDIRECT REUSE; OTHER SURFACE WATER
H | WUG INFRASTRUCTURE EXPANSION (BRACKISH GROUNDWATER) - DOBBIN-PLANTERSVILLE WSC - PHASE 1 | 2020 | DOBBIN PLANTERSVILLE WSC | 10531344 | GROUNDWATER WELLS AND OTHER
H | WUG INFRASTRUCTURE EXPANSION (BRACKISH GROUNDWATER) - DOBBIN-PLANTERSVILLE WSC - PHASE 2 | 2050 | DOBBIN PLANTERSVILLE WSC | 16729502 | GROUNDWATER WELLS AND OTHER
H | WUG INFRASTRUCTURE EXPANSION (GROUNDWATER) - BAKER ROAD MUD | 2030 | BAKER ROAD MUD | 5639722 | CONJUNCTIVE USE
H | WUG INFRASTRUCTURE EXPANSION (GROUNDWATER) - BLUE BELL MANOR UTILITY | 2030 | BLUE BELL MANOR UTILITY | 6971114 | CONJUNCTIVE USE
H | WUG INFRASTRUCTURE EXPANSION (GROUNDWATER) - BLUE RIDGE WEST MUD | 2030 | BLUE RIDGE WEST MUD | 6656610 | CONJUNCTIVE USE
H | WUG INFRASTRUCTURE EXPANSION (GROUNDWATER) - CORINTHIAN POINT MUD 2 | 2030 | CORINTHIAN POINT MUD 2 | 5639722 | CONJUNCTIVE USE
H | WUG INFRASTRUCTURE EXPANSION (GROUNDWATER) - COUNTY-OTHER, AUSTIN COUNTY (B) - PHASE 1 | 2030 | COUNTY-OTHER (AUSTIN) | 3441360 | GROUNDWATER WELLS AND OTHER
H | WUG INFRASTRUCTURE EXPANSION (GROUNDWATER) - COUNTY-OTHER, AUSTIN COUNTY (B) - PHASE 2 | 2050 | COUNTY-OTHER (AUSTIN) | 4258013 | GROUNDWATER WELLS AND OTHER
H | WUG INFRASTRUCTURE EXPANSION (GROUNDWATER) - COUNTY-OTHER, AUSTIN COUNTY (B) - PHASE 3 | 2070 | COUNTY-OTHER (AUSTIN) | 3611806 | GROUNDWATER WELLS AND OTHER
H | WUG INFRASTRUCTURE EXPANSION (GROUNDWATER) - COUNTY-OTHER, AUSTIN COUNTY (BC) - PHASE 1 | 2040 | COUNTY-OTHER (AUSTIN) | 2438190 | GROUNDWATER WELLS AND OTHER
H | WUG INFRASTRUCTURE EXPANSION (GROUNDWATER) - COUNTY-OTHER, AUSTIN COUNTY (BC) - PHASE 2 | 2060 | COUNTY-OTHER (AUSTIN) | 2619463 | GROUNDWATER WELLS AND OTHER
H | WUG INFRASTRUCTURE EXPANSION (GROUNDWATER) - COUNTY-OTHER, FORT BEND (RICHMOND GRP PARTICIPANTS) | 2030 | COUNTY-OTHER (FORT BEND) | 2438190 | CONJUNCTIVE USE
H | WUG INFRASTRUCTURE EXPANSION (GROUNDWATER) - COUNTY-OTHER, FORT BEND (SUGAR LAND GRP) - PHASE 1 | 2030 | COUNTY-OTHER (FORT BEND) | 3736107 | CONJUNCTIVE USE
H | WUG INFRASTRUCTURE EXPANSION (GROUNDWATER) - COUNTY-OTHER, FORT BEND (SUGAR LAND GRP) - PHASE 2 | 2040 | COUNTY-OTHER (FORT BEND) | 3249858 | CONJUNCTIVE USE
H | WUG INFRASTRUCTURE EXPANSION (GROUNDWATER) - COUNTY-OTHER, FORT BEND COUNTY (BC) - PHASE 1 | 2040 | COUNTY-OTHER (FORT BEND) | 10797073 | GROUNDWATER WELLS AND OTHER
H | WUG INFRASTRUCTURE EXPANSION (GROUNDWATER) - COUNTY-OTHER, FORT BEND COUNTY (BC) - PHASE 2 | 2060 | COUNTY-OTHER (FORT BEND) | 21793514 | GROUNDWATER WELLS AND OTHER
H | WUG INFRASTRUCTURE EXPANSION (GROUNDWATER) - COUNTY-OTHER, FORT BEND COUNTY (SJB) | 2030 | COUNTY-OTHER (FORT BEND) | 14533180 | CONJUNCTIVE USE
H | WUG INFRASTRUCTURE EXPANSION (GROUNDWATER) - COUNTY-OTHER, HARRIS COUNTY (SJ) - PHASE 1 | 2030 | COUNTY-OTHER (HARRIS) | 10797073 | CONJUNCTIVE USE
H | WUG INFRASTRUCTURE EXPANSION (GROUNDWATER) - COUNTY-OTHER, HARRIS COUNTY (SJ) - PHASE 2 | 2040 | COUNTY-OTHER (HARRIS) | 6701048 | CONJUNCTIVE USE
H | WUG INFRASTRUCTURE EXPANSION (GROUNDWATER) - COUNTY-OTHER, MONTGOMERY (SJRA GRP PARTICIPANTS) | 2020 | COUNTY-OTHER (MONTGOMERY) | 43587028 | CONJUNCTIVE USE
H | WUG INFRASTRUCTURE EXPANSION (GROUNDWATER) - COUNTY-OTHER, WALLER COUNTY (B) - PHASE 1 | 2020 | COUNTY-OTHER (WALLER) | 3611806 | GROUNDWATER WELLS AND OTHER
H | WUG INFRASTRUCTURE EXPANSION (GROUNDWATER) - COUNTY-OTHER, WALLER COUNTY (B) - PHASE 2 | 2040 | COUNTY-OTHER (WALLER) | 3922350 | GROUNDWATER WELLS AND OTHER
H | WUG INFRASTRUCTURE EXPANSION (GROUNDWATER) - COUNTY-OTHER, WALLER COUNTY (B) - PHASE 3 | 2060 | COUNTY-OTHER (WALLER) | 4258013 | GROUNDWATER WELLS AND OTHER
H | WUG INFRASTRUCTURE EXPANSION (GROUNDWATER) - COUNTY-OTHER, WALLER COUNTY (SJ) - PHASE 1 | 2020 | COUNTY-OTHER (WALLER) | 3922350 | GROUNDWATER WELLS AND OTHER
H | WUG INFRASTRUCTURE EXPANSION (GROUNDWATER) - COUNTY-OTHER, WALLER COUNTY (SJ) - PHASE 2 | 2040 | COUNTY-OTHER (WALLER) | 3736107 | GROUNDWATER WELLS AND OTHER
H | WUG INFRASTRUCTURE EXPANSION (GROUNDWATER) - COUNTY-OTHER, WALLER COUNTY (SJ) - PHASE 3 | 2060 | COUNTY-OTHER (WALLER) | 4126156 | GROUNDWATER WELLS AND OTHER
H | WUG INFRASTRUCTURE EXPANSION (GROUNDWATER) - CUT AND SHOOT | 2030 | CUT AND SHOOT | 6971114 | CONJUNCTIVE USE
H | WUG INFRASTRUCTURE EXPANSION (GROUNDWATER) - DOMESTIC WATER | 2030 | DOMESTIC WATER | 5389221 | CONJUNCTIVE USE
H | WUG INFRASTRUCTURE EXPANSION (GROUNDWATER) - DOUGLAS UTILITY | 2030 | DOUGLAS UTILITY | 5389221 | CONJUNCTIVE USE
H | WUG INFRASTRUCTURE EXPANSION (GROUNDWATER) - FAR HILLS UD | 2030 | FAR HILLS UD | 5989492 | GROUNDWATER WELLS AND OTHER
H | WUG INFRASTRUCTURE EXPANSION (GROUNDWATER) - FIRST COLONY MUD 9 | 2030 | FIRST COLONY MUD 9 | 7710267 | CONJUNCTIVE USE
H | WUG INFRASTRUCTURE EXPANSION (GROUNDWATER) - FORT BEND COUNTY FWSD 1 | 2030 | FORT BEND COUNTY FWSD 1 | 5389221 | CONJUNCTIVE USE
H | WUG INFRASTRUCTURE EXPANSION (GROUNDWATER) - FORT BEND COUNTY FWSD 2 | 2030 | FORT BEND COUNTY FWSD 2 | 5867909 | CONJUNCTIVE USE
H | WUG INFRASTRUCTURE EXPANSION (GROUNDWATER) - FORT BEND COUNTY MUD 116 - PHASE 1 | 2030 | FORT BEND COUNTY MUD 116 | 7302385 | CONJUNCTIVE USE
H | WUG INFRASTRUCTURE EXPANSION (GROUNDWATER) - FORT BEND COUNTY MUD 116 - PHASE 2 | 2050 | FORT BEND COUNTY MUD 116 | 5867909 | CONJUNCTIVE USE
H | WUG INFRASTRUCTURE EXPANSION (GROUNDWATER) - FORT BEND COUNTY MUD 162 | 2030 | FORT BEND COUNTY MUD 162 | 5639722 | CONJUNCTIVE USE
H | WUG INFRASTRUCTURE EXPANSION (GROUNDWATER) - FORT BEND COUNTY MUD 23 | 2030 | FORT BEND COUNTY MUD 23 | 7710267 | CONJUNCTIVE USE
H | WUG INFRASTRUCTURE EXPANSION (GROUNDWATER) - FORT BEND COUNTY MUD 24 | 2030 | FORT BEND COUNTY MUD 24 | 5389221 | CONJUNCTIVE USE
H | WUG INFRASTRUCTURE EXPANSION (GROUNDWATER) - FORT BEND COUNTY MUD 26 | 2030 | FORT BEND COUNTY MUD 26 | 6656610 | CONJUNCTIVE USE
H | WUG INFRASTRUCTURE EXPANSION (GROUNDWATER) - FORT BEND COUNTY MUD 42 | 2030 | FORT BEND COUNTY MUD 42 | 6971114 | CONJUNCTIVE USE
H | WUG INFRASTRUCTURE EXPANSION (GROUNDWATER) - FORT BEND COUNTY MUD 5 | 2030 | FORT BEND COUNTY MUD 5 | 5514472 | CONJUNCTIVE USE
H | WUG INFRASTRUCTURE EXPANSION (GROUNDWATER) - FORT BEND COUNTY WCID 3 | 2030 | FORT BEND COUNTY WCID 3 | 6232657 | CONJUNCTIVE USE
H | WUG INFRASTRUCTURE EXPANSION (GROUNDWATER) - G & W WSC (SJ) | 2060 | G AND W WSC | 6656610 | GROUNDWATER WELLS AND OTHER
H | WUG INFRASTRUCTURE EXPANSION (GROUNDWATER) - GREEN TRAILS MUD | 2030 | GREEN TRAILS MUD | 6475822 | CONJUNCTIVE USE
H | WUG INFRASTRUCTURE EXPANSION (GROUNDWATER) - HARRIS COUNTY FWSD 58 | 2030 | HARRIS COUNTY FWSD 58 | 6354239 | CONJUNCTIVE USE
H | WUG INFRASTRUCTURE EXPANSION (GROUNDWATER) - HARRIS COUNTY MUD 153 | 2030 | HARRIS COUNTY MUD 153 | 7710267 | CONJUNCTIVE USE
H | WUG INFRASTRUCTURE EXPANSION (GROUNDWATER) - HARRIS COUNTY MUD 180 | 2030 | HARRIS COUNTY MUD 180 | 6232657 | CONJUNCTIVE USE
H | WUG INFRASTRUCTURE EXPANSION (GROUNDWATER) - HARRIS COUNTY MUD 216 | 2030 | HARRIS COUNTY MUD 216 | 5389221 | CONJUNCTIVE USE
H | WUG INFRASTRUCTURE EXPANSION (GROUNDWATER) - HARRIS COUNTY MUD 345 | 2030 | HARRIS COUNTY MUD 345 | 6971114 | CONJUNCTIVE USE
H | WUG INFRASTRUCTURE EXPANSION (GROUNDWATER) - HARRIS COUNTY MUD 400 | 2030 | HARRIS COUNTY MUD 400 | 8357842 | CONJUNCTIVE USE
H | WUG INFRASTRUCTURE EXPANSION (GROUNDWATER) - HARRIS COUNTY MUD 58 | 2030 | HARRIS COUNTY MUD 58 | 5639722 | CONJUNCTIVE USE
H | WUG INFRASTRUCTURE EXPANSION (GROUNDWATER) - HARRIS COUNTY WCID 70 | 2030 | HARRIS COUNTY WCID 70 | 5389221 | CONJUNCTIVE USE
H | WUG INFRASTRUCTURE EXPANSION (GROUNDWATER) - HEMPSTEAD (B) | 2070 | HEMPSTEAD | 5639722 | GROUNDWATER WELLS AND OTHER
H | WUG INFRASTRUCTURE EXPANSION (GROUNDWATER) - HMW SUD, HARRIS COUNTY | 2030 | HMW SUD | 6656610 | CONJUNCTIVE USE
H | WUG INFRASTRUCTURE EXPANSION (GROUNDWATER) - IRRIGATION, FORT BEND (RICHMOND GRP PARTICIPANTS) | 2030 | IRRIGATION (FORT BEND) | 368069 | CONJUNCTIVE USE
H | WUG INFRASTRUCTURE EXPANSION (GROUNDWATER) - IRRIGATION, LIBERTY COUNTY (N) | 2020 | IRRIGATION (LIBERTY) | 5719027 | GROUNDWATER WELLS AND OTHER
H | WUG INFRASTRUCTURE EXPANSION (GROUNDWATER) - IRRIGATION, LIBERTY COUNTY (SJ) | 2020 | IRRIGATION (LIBERTY) | 1019057 | GROUNDWATER WELLS AND OTHER
H | WUG INFRASTRUCTURE EXPANSION (GROUNDWATER) - JOHNSTON WATER UTILITY - PHASE 1 | 2030 | JOHNSTON WATER UTILITY | 8357842 | CONJUNCTIVE USE
H | WUG INFRASTRUCTURE EXPANSION (GROUNDWATER) - JOHNSTON WATER UTILITY - PHASE 2 | 2060 | JOHNSTON WATER UTILITY | 8357842 | CONJUNCTIVE USE
H | WUG INFRASTRUCTURE EXPANSION (GROUNDWATER) - KATY | 2030 | KATY | 24927006 | CONJUNCTIVE USE
H | WUG INFRASTRUCTURE EXPANSION (GROUNDWATER) - LAKE CONROE HILLS MUD | 2030 | LAKE CONROE HILLS MUD | 7136749 | CONJUNCTIVE USE
H | WUG INFRASTRUCTURE EXPANSION (GROUNDWATER) - LAZY RIVER IMPROVEMENT DISTRICT | 2030 | LAZY RIVER IMPROVEMENT DISTRICT | 5514472 | CONJUNCTIVE USE
H | WUG INFRASTRUCTURE EXPANSION (GROUNDWATER) - LIVESTOCK, LIBERTY COUNTY (N) | 2020 | LIVESTOCK (LIBERTY) | 368069 | GROUNDWATER WELLS AND OTHER
H | WUG INFRASTRUCTURE EXPANSION (GROUNDWATER) - LIVESTOCK, LIBERTY COUNTY (NT) | 2020 | LIVESTOCK (LIBERTY) | 368069 | GROUNDWATER WELLS AND OTHER
H | WUG INFRASTRUCTURE EXPANSION (GROUNDWATER) - LIVESTOCK, LIBERTY COUNTY (SJ) | 2020 | LIVESTOCK (LIBERTY) | 368069 | GROUNDWATER WELLS AND OTHER
H | WUG INFRASTRUCTURE EXPANSION (GROUNDWATER) - LIVESTOCK, LIBERTY COUNTY (T) | 2020 | LIVESTOCK (LIBERTY) | 623739 | GROUNDWATER WELLS AND OTHER
H | WUG INFRASTRUCTURE EXPANSION (GROUNDWATER) - LIVESTOCK, LIBERTY COUNTY (TSJ) | 2020 | LIVESTOCK (LIBERTY) | 368069 | GROUNDWATER WELLS AND OTHER
H | WUG INFRASTRUCTURE EXPANSION (GROUNDWATER) - LONGHORN TOWN UD | 2030 | LONGHORN TOWN UD | 5750071 | CONJUNCTIVE USE
H | WUG INFRASTRUCTURE EXPANSION (GROUNDWATER) - LUCE BAYOU PUD | 2030 | LUCE BAYOU PUD | 5389221 | CONJUNCTIVE USE
H | WUG INFRASTRUCTURE EXPANSION (GROUNDWATER) - MAGNOLIA - PHASE 1 | 2040 | MAGNOLIA | 8959413 | CONJUNCTIVE USE
H | WUG INFRASTRUCTURE EXPANSION (GROUNDWATER) - MAGNOLIA - PHASE 2 | 2070 | MAGNOLIA | 7840663 | CONJUNCTIVE USE
H | WUG INFRASTRUCTURE EXPANSION (GROUNDWATER) - MANUFACTURING, CHAMBERS COUNTY (T) | 2020 | MANUFACTURING (CHAMBERS) | 10797073 | GROUNDWATER WELLS AND OTHER
H | WUG INFRASTRUCTURE EXPANSION (GROUNDWATER) - MANUFACTURING, LEON COUNTY (T) | 2030 | MANUFACTURING (LEON) | 2438190 | GROUNDWATER WELLS AND OTHER
H | WUG INFRASTRUCTURE EXPANSION (GROUNDWATER) - MASON CREEK UD | 2030 | MASON CREEK UD | 7840663 | CONJUNCTIVE USE
H | WUG INFRASTRUCTURE EXPANSION (GROUNDWATER) - MEADOWCREEK MUD | 2030 | MEADOWCREEK MUD | 5750071 | CONJUNCTIVE USE
H | WUG INFRASTRUCTURE EXPANSION (GROUNDWATER) - MEADOWS PLACE | 2030 | MEADOWS PLACE | 5989492 | CONJUNCTIVE USE
H | WUG INFRASTRUCTURE EXPANSION (GROUNDWATER) - MINING, AUSTIN COUNTY (B) | 2030 | MINING (AUSTIN) | 2438190 | GROUNDWATER WELLS AND OTHER
H | WUG INFRASTRUCTURE EXPANSION (GROUNDWATER) - MINING, AUSTIN COUNTY (BC) | 2030 | MINING (AUSTIN) | 2244907 | GROUNDWATER WELLS AND OTHER
H | WUG INFRASTRUCTURE EXPANSION (GROUNDWATER) - MINING, AUSTIN COUNTY (C) | 2030 | MINING (AUSTIN) | 2244907 | GROUNDWATER WELLS AND OTHER
H | WUG INFRASTRUCTURE EXPANSION (GROUNDWATER) - MINING, LEON COUNTY (B) | 2030 | MINING (LEON) | 2244907 | GROUNDWATER WELLS AND OTHER
H | WUG INFRASTRUCTURE EXPANSION (GROUNDWATER) - MINING, LEON COUNTY (T) | 2030 | MINING (LEON) | 2244907 | GROUNDWATER WELLS AND OTHER
H | WUG INFRASTRUCTURE EXPANSION (GROUNDWATER) - MINING, LIBERTY COUNTY (N) | 2030 | MINING (LIBERTY) | 2244907 | GROUNDWATER WELLS AND OTHER
H | WUG INFRASTRUCTURE EXPANSION (GROUNDWATER) - MINING, LIBERTY COUNTY (NT) | 2030 | MINING (LIBERTY) | 2244907 | GROUNDWATER WELLS AND OTHER
H | WUG INFRASTRUCTURE EXPANSION (GROUNDWATER) - MINING, LIBERTY COUNTY (SJ) | 2030 | MINING (LIBERTY) | 2244907 | GROUNDWATER WELLS AND OTHER
H | WUG INFRASTRUCTURE EXPANSION (GROUNDWATER) - MINING, LIBERTY COUNTY (T) | 2030 | MINING (LIBERTY) | 2244907 | GROUNDWATER WELLS AND OTHER
H | WUG INFRASTRUCTURE EXPANSION (GROUNDWATER) - MINING, LIBERTY COUNTY (TSJ) | 2030 | MINING (LIBERTY) | 2244907 | GROUNDWATER WELLS AND OTHER
H | WUG INFRASTRUCTURE EXPANSION (GROUNDWATER) - MINING, MADISON COUNTY (B) | 2030 | MINING (MADISON) | 2244907 | GROUNDWATER WELLS AND OTHER
H | WUG INFRASTRUCTURE EXPANSION (GROUNDWATER) - MINING, MADISON COUNTY (T) | 2030 | MINING (MADISON) | 3110612 | GROUNDWATER WELLS AND OTHER
H | WUG INFRASTRUCTURE EXPANSION (GROUNDWATER) - MONT BELVIEU - PHASE 1 | 2040 | MONT BELVIEU | 9774370 | GROUNDWATER WELLS AND OTHER
H | WUG INFRASTRUCTURE EXPANSION (GROUNDWATER) - MONT BELVIEU - PHASE 2 | 2060 | MONT BELVIEU | 12463503 | GROUNDWATER WELLS AND OTHER
H | WUG INFRASTRUCTURE EXPANSION (GROUNDWATER) - MONTGOMERY | 2030 | MONTGOMERY | 6475822 | GROUNDWATER WELLS AND OTHER
H | WUG INFRASTRUCTURE EXPANSION (GROUNDWATER) - MONTGOMERY COUNTY MUD 15 | 2050 | MONTGOMERY COUNTY MUD 15 | 7136749 | CONJUNCTIVE USE
H | WUG INFRASTRUCTURE EXPANSION (GROUNDWATER) - MONTGOMERY COUNTY MUD 84 | 2030 | MONTGOMERY COUNTY MUD 84 | 5750071 | CONJUNCTIVE USE
H | WUG INFRASTRUCTURE EXPANSION (GROUNDWATER) - MONTGOMERY COUNTY MUD 95 | 2030 | MONTGOMERY COUNTY MUD 95 | 5867909 | CONJUNCTIVE USE
H | WUG INFRASTRUCTURE EXPANSION (GROUNDWATER) - MONTGOMERY COUNTY UD 4 | 2070 | MONTGOMERY COUNTY UD 4 | 5389221 | GROUNDWATER WELLS AND OTHER
H | WUG INFRASTRUCTURE EXPANSION (GROUNDWATER) - NEW CANEY MUD | 2040 | NEW CANEY MUD | 6656610 | CONJUNCTIVE USE
H | WUG INFRASTRUCTURE EXPANSION (GROUNDWATER) - NORTHWEST HARRIS COUNTY MUD 16 | 2030 | NORTHWEST HARRIS COUNTY MUD 16 | 6232657 | CONJUNCTIVE USE
H | WUG INFRASTRUCTURE EXPANSION (GROUNDWATER) - PALMER PLANTATION MUD 1 | 2030 | PALMER PLANTATION MUD 1 | 5989492 | CONJUNCTIVE USE
H | WUG INFRASTRUCTURE EXPANSION (GROUNDWATER) - PALMER PLANTATION MUD 2 | 2030 | PALMER PLANTATION MUD 2 | 5514472 | CONJUNCTIVE USE
H | WUG INFRASTRUCTURE EXPANSION (GROUNDWATER) - PINEHURST DECKER PRAIRIE WSC | 2030 | PINEHURST DECKER PRAIRIE WSC | 7550838 | CONJUNCTIVE USE
H | WUG INFRASTRUCTURE EXPANSION (GROUNDWATER) - PINEWOOD COMMUNITY | 2030 | PINEWOOD COMMUNITY | 5389221 | CONJUNCTIVE USE
H | WUG INFRASTRUCTURE EXPANSION (GROUNDWATER) - PLANTATION MUD | 2030 | PLANTATION MUD | 5514472 | CONJUNCTIVE USE
H | WUG INFRASTRUCTURE EXPANSION (GROUNDWATER) - POINT AQUARIUS MUD | 2040 | POINT AQUARIUS MUD | 5750071 | CONJUNCTIVE USE
H | WUG INFRASTRUCTURE EXPANSION (GROUNDWATER) - QUADVEST (ROSENBERG GRP PARTICIPANT) | 2030 | QUADVEST | 7710267 | CONJUNCTIVE USE
H | WUG INFRASTRUCTURE EXPANSION (GROUNDWATER) - QUADVEST, FORT BEND COUNTY - PHASE 1 | 2030 | QUADVEST | 6232657 | CONJUNCTIVE USE
H | WUG INFRASTRUCTURE EXPANSION (GROUNDWATER) - QUADVEST, FORT BEND COUNTY - PHASE 2 | 2050 | QUADVEST | 6354239 | CONJUNCTIVE USE
H | WUG INFRASTRUCTURE EXPANSION (GROUNDWATER) - QUADVEST, HARRIS COUNTY | 2030 | QUADVEST | 6656610 | CONJUNCTIVE USE
H | WUG INFRASTRUCTURE EXPANSION (GROUNDWATER) - QUAIL VALLEY UD | 2040 | QUAIL VALLEY UD | 5867909 | CONJUNCTIVE USE
H | WUG INFRASTRUCTURE EXPANSION (GROUNDWATER) - RANCH UTILITIES | 2030 | RANCH UTILITIES | 5389221 | CONJUNCTIVE USE
H | WUG INFRASTRUCTURE EXPANSION (GROUNDWATER) - ROMAN FOREST CONSOLIDATED MUD | 2040 | ROMAN FOREST CONSOLIDATED MUD | 5750071 | CONJUNCTIVE USE
H | WUG INFRASTRUCTURE EXPANSION (GROUNDWATER) - ROYAL VALLEY UTILITIES (NFBWA GRP PARTICIPANT) | 2030 | ROYAL VALLEY UTILITIES | 5514472 | CONJUNCTIVE USE
H | WUG INFRASTRUCTURE EXPANSION (GROUNDWATER) - ROYAL VALLEY UTILITIES (SUGAR LAND GRP PARTICIPANT) | 2030 | ROYAL VALLEY UTILITIES | 5989492 | CONJUNCTIVE USE
H | WUG INFRASTRUCTURE EXPANSION (GROUNDWATER) - SEQUOIA IMPROVEMENT DISTRICT | 2030 | SEQUOIA IMPROVEMENT DISTRICT | 5389221 | CONJUNCTIVE USE
H | WUG INFRASTRUCTURE EXPANSION (GROUNDWATER) - SOUTHERN WATER | 2030 | SOUTHERN WATER | 5989492 | CONJUNCTIVE USE
H | WUG INFRASTRUCTURE EXPANSION (GROUNDWATER) - SPLENDORA | 2030 | SPLENDORA | 8669430 | CONJUNCTIVE USE
H | WUG INFRASTRUCTURE EXPANSION (GROUNDWATER) - STANLEY LAKE MUD | 2050 | STANLEY LAKE MUD | 5750071 | GROUNDWATER WELLS AND OTHER
H | WUG INFRASTRUCTURE EXPANSION (GROUNDWATER) - SUBURBAN UTILITY | 2030 | SUBURBAN UTILITY | 5639722 | CONJUNCTIVE USE
H | WUG INFRASTRUCTURE EXPANSION (GROUNDWATER) - TDCJ JESTER UNITS (B) | 2030 | TDCJ JESTER UNITS | 5750071 | CONJUNCTIVE USE
H | WUG INFRASTRUCTURE EXPANSION (GROUNDWATER) - TDCJ JESTER UNITS (SJB) | 2030 | TDCJ JESTER UNITS | 6232657 | CONJUNCTIVE USE
H | WUG INFRASTRUCTURE EXPANSION (GROUNDWATER) - THE COMMONS WATER SUPPLY | 2030 | THE COMMONS WATER SUPPLY | 5989492 | CONJUNCTIVE USE
H | WUG INFRASTRUCTURE EXPANSION (GROUNDWATER) - THUNDERBIRD UD | 2030 | THUNDERBIRD UD | 7550838 | CONJUNCTIVE USE
H | WUG INFRASTRUCTURE EXPANSION (GROUNDWATER) - WEST HARRIS COUNTY MUD 6 | 2030 | WEST HARRIS COUNTY MUD 6 | 5989492 | CONJUNCTIVE USE
H | WUG INFRASTRUCTURE EXPANSION (GROUNDWATER) - WILLIS | 2030 | WILLIS | 7302385 | GROUNDWATER WELLS AND OTHER
H | WUG INFRASTRUCTURE EXPANSION (GROUNDWATER) - WOOD BRANCH VILLAGE | 2050 | WOOD BRANCH VILLAGE | 5389221 | CONJUNCTIVE USE
H | WUG INFRASTRUCTURE EXPANSION (GROUNDWATER) - WOODCREEK WATER OF LIBERTY | 2030 | WOODCREEK WATER OF LIBERTY | 5389221 | GROUNDWATER WELLS AND OTHER
H | WUG INFRASTRUCTURE EXPANSION - ANGLETON | 2030 | ANGLETON | 14616551 | NEW MAJOR RESERVOIR
H | WUG INFRASTRUCTURE EXPANSION - BACLIFF MUD | 2030 | BACLIFF MUD | 10162348 | OTHER SURFACE WATER
H | WUG INFRASTRUCTURE EXPANSION - BAYVIEW MUD | 2030 | BAYVIEW MUD | 9983912 | OTHER SURFACE WATER
H | WUG INFRASTRUCTURE EXPANSION - BLUE RIDGE WEST MUD | 2030 | BLUE RIDGE WEST MUD | 10162348 | OTHER SURFACE WATER
H | WUG INFRASTRUCTURE EXPANSION - BRAZORIA COUNTY MUD 25 | 2030 | BRAZORIA COUNTY MUD 25 | 10088460 | OTHER SURFACE WATER
H | WUG INFRASTRUCTURE EXPANSION - BRAZORIA COUNTY MUD 29 | 2030 | BRAZORIA COUNTY MUD 29 | 10162348 | OTHER SURFACE WATER
H | WUG INFRASTRUCTURE EXPANSION - CHCRWA DISTRICTS | 2030 | CENTRAL HARRIS COUNTY REGIONAL WATER AUTHORITY | 14616551 | OTHER SURFACE WATER
H | WUG INFRASTRUCTURE EXPANSION - CONROE - PHASE 1 | 2030 | CONROE | 14616551 | OTHER SURFACE WATER
H | WUG INFRASTRUCTURE EXPANSION - CONROE - PHASE 2 | 2050 | CONROE | 11697788 | OTHER SURFACE WATER
H | WUG INFRASTRUCTURE EXPANSION - COUNTY-OTHER (BWA CUSTOMERS), BRAZORIA (B) | 2070 | COUNTY-OTHER (BRAZORIA) | 10088460 | GROUNDWATER DESALINATION
H | WUG INFRASTRUCTURE EXPANSION - COUNTY-OTHER (BWA CUSTOMERS), BRAZORIA (B-C) | 2030 | COUNTY-OTHER (BRAZORIA) | 10941462 | GROUNDWATER DESALINATION
H | WUG INFRASTRUCTURE EXPANSION - COUNTY-OTHER (BWA CUSTOMERS), BRAZORIA (SJB) | 2030 | COUNTY-OTHER (BRAZORIA) | 12931975 | GROUNDWATER DESALINATION; OTHER SURFACE WATER
H | WUG INFRASTRUCTURE EXPANSION - COUNTY-OTHER (GCWA CUSTOMERS), BRAZORIA COUNTY (SJB) - PHASE 1 | 2030 | COUNTY-OTHER (BRAZORIA) | 12931975 | NEW MAJOR RESERVOIR; OTHER SURFACE WATER
H | WUG INFRASTRUCTURE EXPANSION - COUNTY-OTHER (GCWA CUSTOMERS), BRAZORIA COUNTY (SJB) - PHASE 2 | 2050 | COUNTY-OTHER (BRAZORIA) | 14616551 | NEW MAJOR RESERVOIR; OTHER SURFACE WATER
H | WUG INFRASTRUCTURE EXPANSION - COUNTY-OTHER, BRAZORIA (BRA CUSTOMERS) | 2060 | COUNTY-OTHER (BRAZORIA) | 11697788 | NEW MAJOR RESERVOIR
H | WUG INFRASTRUCTURE EXPANSION - COUNTY-OTHER, BRAZORIA (SJ-B) | 2020 | COUNTY-OTHER (BRAZORIA) | 12931975 | GROUNDWATER WELLS AND OTHER; OTHER SURFACE WATER
H | WUG INFRASTRUCTURE EXPANSION - COUNTY-OTHER, FORT BEND (B) | 2020 | COUNTY-OTHER (FORT BEND) | 12234868 | OTHER SURFACE WATER
H | WUG INFRASTRUCTURE EXPANSION - COUNTY-OTHER, FORT BEND (SJ) | 2020 | COUNTY-OTHER (FORT BEND) | 10088460 | OTHER SURFACE WATER
H | WUG INFRASTRUCTURE EXPANSION - COUNTY-OTHER, FORT BEND COUNTY (RICHMOND GRP PARTICIPANTS) - PHASE 1 | 2030 | COUNTY-OTHER (FORT BEND) | 11181277 | NEW MAJOR RESERVOIR; OTHER SURFACE WATER
H | WUG INFRASTRUCTURE EXPANSION - COUNTY-OTHER, FORT BEND COUNTY (RICHMOND GRP PARTICIPANTS) - PHASE 2 | 2050 | COUNTY-OTHER (FORT BEND) | 11697788 | NEW MAJOR RESERVOIR; OTHER SURFACE WATER
H | WUG INFRASTRUCTURE EXPANSION - COUNTY-OTHER, GALVESTON (SJ-B) | 2020 | COUNTY-OTHER (GALVESTON) | 22350770 | OTHER SURFACE WATER
H | WUG INFRASTRUCTURE EXPANSION - COUNTY-OTHER, HARRIS (COH GRP PARTICIPANTS) | 2040 | COUNTY-OTHER (HARRIS) | 10707918 | OTHER SURFACE WATER
H | WUG INFRASTRUCTURE EXPANSION - COUNTY-OTHER, HARRIS COUNTY (SJ) - PHASE 1 | 2030 | COUNTY-OTHER (HARRIS) | 12931975 | OTHER SURFACE WATER
H | WUG INFRASTRUCTURE EXPANSION - COUNTY-OTHER, HARRIS COUNTY (SJ) - PHASE 2 | 2060 | COUNTY-OTHER (HARRIS) | 12234868 | OTHER SURFACE WATER
H | WUG INFRASTRUCTURE EXPANSION - COUNTY-OTHER, HARRIS COUNTY (SJB) | 2020 | COUNTY-OTHER (HARRIS) | 10289100 | OTHER SURFACE WATER
H | WUG INFRASTRUCTURE EXPANSION - COUNTY-OTHER, HARRIS COUNTY (TSJ) - PHASE 1 | 2020 | COUNTY-OTHER (HARRIS) | 10707918 | OTHER SURFACE WATER
H | WUG INFRASTRUCTURE EXPANSION - COUNTY-OTHER, HARRIS COUNTY (TSJ) - PHASE 2 | 2050 | COUNTY-OTHER (HARRIS) | 10707918 | OTHER SURFACE WATER
H | WUG INFRASTRUCTURE EXPANSION - COUNTY-OTHER, MONTGOMERY (SJ) - PHASE 1 | 2040 | COUNTY-OTHER (MONTGOMERY) | 135200904 | AQUIFER STORAGE AND RECOVERY; GROUNDWATER WELLS AND OTHER; INDIRECT REUSE; OTHER SURFACE WATER
H | WUG INFRASTRUCTURE EXPANSION - COUNTY-OTHER, MONTGOMERY (SJ) - PHASE 2 | 2050 | COUNTY-OTHER (MONTGOMERY) | 182942688 | AQUIFER STORAGE AND RECOVERY; GROUNDWATER WELLS AND OTHER; INDIRECT REUSE; OTHER SURFACE WATER
H | WUG INFRASTRUCTURE EXPANSION - COUNTY-OTHER, MONTGOMERY (SJ) - PHASE 3 | 2060 | COUNTY-OTHER (MONTGOMERY) | 226672248 | AQUIFER STORAGE AND RECOVERY; GROUNDWATER WELLS AND OTHER; INDIRECT REUSE; OTHER SURFACE WATER
H | WUG INFRASTRUCTURE EXPANSION - COUNTY-OTHER, MONTGOMERY (SJ) - PHASE 4 | 2070 | COUNTY-OTHER (MONTGOMERY) | 195769996 | AQUIFER STORAGE AND RECOVERY; GROUNDWATER WELLS AND OTHER; INDIRECT REUSE; OTHER SURFACE WATER
H | WUG INFRASTRUCTURE EXPANSION - COUNTY-OTHER, MONTGOMERY (SJRA GRP PARTICIPANTS) | 2030 | COUNTY-OTHER (MONTGOMERY) | 10475383 | OTHER SURFACE WATER
H | WUG INFRASTRUCTURE EXPANSION - EL DORADO UD | 2040 | EL DORADO UD | 10162348 | OTHER SURFACE WATER
H | WUG INFRASTRUCTURE EXPANSION - FIRST COLONY MUD 9 | 2030 | FIRST COLONY MUD 9 | 10289100 | OTHER SURFACE WATER
H | WUG INFRASTRUCTURE EXPANSION - FOREST HILLS MUD | 2040 | FOREST HILLS MUD | 10162348 | OTHER SURFACE WATER
H | WUG INFRASTRUCTURE EXPANSION - FORT BEND COUNTY MUD 115 | 2030 | FORT BEND COUNTY MUD 115 | 10289100 | OTHER SURFACE WATER
H | WUG INFRASTRUCTURE EXPANSION - FORT BEND COUNTY MUD 121 | 2030 | FORT BEND COUNTY MUD 121 | 10162348 | OTHER SURFACE WATER
H | WUG INFRASTRUCTURE EXPANSION - FORT BEND COUNTY MUD 128 | 2030 | FORT BEND COUNTY MUD 128 | 10439739 | OTHER SURFACE WATER
H | WUG INFRASTRUCTURE EXPANSION - FORT BEND COUNTY MUD 129 | 2030 | FORT BEND COUNTY MUD 129 | 10289100 | OTHER SURFACE WATER
H | WUG INFRASTRUCTURE EXPANSION - FORT BEND COUNTY MUD 140 | 2030 | FORT BEND COUNTY MUD 140 | 10162348 | OTHER SURFACE WATER
H | WUG INFRASTRUCTURE EXPANSION - FORT BEND COUNTY MUD 149 | 2030 | FORT BEND COUNTY MUD 149 | 10088460 | OTHER SURFACE WATER
H | WUG INFRASTRUCTURE EXPANSION - FORT BEND COUNTY MUD 152 | 2030 | FORT BEND COUNTY MUD 152 | 9983912 | OTHER SURFACE WATER
H | WUG INFRASTRUCTURE EXPANSION - FORT BEND COUNTY MUD 155 | 2030 | FORT BEND COUNTY MUD 155 | 10088460 | OTHER SURFACE WATER
H | WUG INFRASTRUCTURE EXPANSION - FORT BEND COUNTY MUD 158 | 2030 | FORT BEND COUNTY MUD 158 | 10088460 | OTHER SURFACE WATER
H | WUG INFRASTRUCTURE EXPANSION - FORT BEND COUNTY MUD 187 | 2030 | FORT BEND COUNTY MUD 187 | 10088460 | OTHER SURFACE WATER
H | WUG INFRASTRUCTURE EXPANSION - FORT BEND COUNTY MUD 23 | 2030 | FORT BEND COUNTY MUD 23 | 10162348 | OTHER SURFACE WATER
H | WUG INFRASTRUCTURE EXPANSION - FORT BEND COUNTY MUD 24 | 2030 | FORT BEND COUNTY MUD 24 | 9983912 | OTHER SURFACE WATER
H | WUG INFRASTRUCTURE EXPANSION - FORT BEND COUNTY MUD 26 | 2030 | FORT BEND COUNTY MUD 26 | 10088460 | OTHER SURFACE WATER
H | WUG INFRASTRUCTURE EXPANSION - FORT BEND COUNTY MUD 42 | 2030 | FORT BEND COUNTY MUD 42 | 10162348 | OTHER SURFACE WATER
H | WUG INFRASTRUCTURE EXPANSION - FORT BEND COUNTY MUD 46 | 2040 | FORT BEND COUNTY MUD 46 | 9983912 | OTHER SURFACE WATER
H | WUG INFRASTRUCTURE EXPANSION - FORT BEND COUNTY MUD 47 | 2040 | FORT BEND COUNTY MUD 47 | 9983912 | OTHER SURFACE WATER
H | WUG INFRASTRUCTURE EXPANSION - FORT BEND COUNTY MUD 48 | 2030 | FORT BEND COUNTY MUD 48 | 10088460 | OTHER SURFACE WATER
H | WUG INFRASTRUCTURE EXPANSION - FORT BEND COUNTY MUD 49 | 2020 | FORT BEND COUNTY MUD 49 | 10088460 | OTHER SURFACE WATER
H | WUG INFRASTRUCTURE EXPANSION - FULSHEAR | 2030 | FULSHEAR | 10707918 | OTHER SURFACE WATER
H | WUG INFRASTRUCTURE EXPANSION - GALVESTON | 2030 | GALVESTON | 27394984 | OTHER SURFACE WATER
H | WUG INFRASTRUCTURE EXPANSION - GALVESTON COUNTY FWSD 6 | 2030 | GALVESTON COUNTY FWSD 6 | 9983912 | OTHER SURFACE WATER
H | WUG INFRASTRUCTURE EXPANSION - GALVESTON COUNTY MUD 12 | 2030 | GALVESTON COUNTY MUD 12 | 9983912 | OTHER SURFACE WATER
H | WUG INFRASTRUCTURE EXPANSION - GALVESTON COUNTY WCID 1 | 2030 | GALVESTON COUNTY WCID 1 | 10707918 | OTHER SURFACE WATER
H | WUG INFRASTRUCTURE EXPANSION - GALVESTON COUNTY WCID 12 | 2030 | GALVESTON COUNTY WCID 12 | 12931975 | OTHER SURFACE WATER
H | WUG INFRASTRUCTURE EXPANSION - GALVESTON COUNTY WCID 8 | 2030 | GALVESTON COUNTY WCID 8 | 10162348 | OTHER SURFACE WATER
H | WUG INFRASTRUCTURE EXPANSION - HARRIS COUNTY MUD 106 | 2040 | HARRIS COUNTY MUD 106 | 10941462 | CONJUNCTIVE USE
H | WUG INFRASTRUCTURE EXPANSION - HARRIS COUNTY MUD 11 | 2040 | HARRIS COUNTY MUD 11 | 10162348 | OTHER SURFACE WATER
H | WUG INFRASTRUCTURE EXPANSION - HARRIS COUNTY MUD 119 | 2040 | HARRIS COUNTY MUD 119 | 10439739 | OTHER SURFACE WATER
H | WUG INFRASTRUCTURE EXPANSION - HARRIS COUNTY MUD 122 | 2020 | HARRIS COUNTY MUD 122 | 9983912 | OTHER SURFACE WATER
H | WUG INFRASTRUCTURE EXPANSION - HARRIS COUNTY MUD 132 | 2040 | HARRIS COUNTY MUD 132 | 10734155 | CONJUNCTIVE USE
H | WUG INFRASTRUCTURE EXPANSION - HARRIS COUNTY MUD 151 | 2040 | HARRIS COUNTY MUD 151 | 10734155 | CONJUNCTIVE USE
H | WUG INFRASTRUCTURE EXPANSION - HARRIS COUNTY MUD 152 | 2040 | HARRIS COUNTY MUD 152 | 10760392 | CONJUNCTIVE USE
H | WUG INFRASTRUCTURE EXPANSION - HARRIS COUNTY MUD 154 | 2040 | HARRIS COUNTY MUD 154 | 10707918 | OTHER SURFACE WATER
H | WUG INFRASTRUCTURE EXPANSION - HARRIS COUNTY MUD 189 | 2040 | HARRIS COUNTY MUD 189 | 10289100 | OTHER SURFACE WATER
H | WUG INFRASTRUCTURE EXPANSION - HARRIS COUNTY MUD 221 | 2040 | HARRIS COUNTY MUD 221 | 10289100 | OTHER SURFACE WATER
H | WUG INFRASTRUCTURE EXPANSION - HARRIS COUNTY MUD 278 | 2040 | HARRIS COUNTY MUD 278 | 10289100 | OTHER SURFACE WATER
H | WUG INFRASTRUCTURE EXPANSION - HARRIS COUNTY MUD 290 | 2040 | HARRIS COUNTY MUD 290 | 10531772 | CONJUNCTIVE USE
H | WUG INFRASTRUCTURE EXPANSION - HARRIS COUNTY MUD 36 | 2040 | HARRIS COUNTY MUD 36 | 10162348 | OTHER SURFACE WATER
H | WUG INFRASTRUCTURE EXPANSION - HARRIS COUNTY MUD 46 | 2040 | HARRIS COUNTY MUD 46 | 10475383 | CONJUNCTIVE USE
H | WUG INFRASTRUCTURE EXPANSION - HARRIS COUNTY MUD 6 | 2030 | HARRIS COUNTY MUD 6 | 10088460 | OTHER SURFACE WATER
H | WUG INFRASTRUCTURE EXPANSION - HARRIS COUNTY UD 14 | 2040 | HARRIS COUNTY UD 14 | 10162348 | OTHER SURFACE WATER
H | WUG INFRASTRUCTURE EXPANSION - HARRIS COUNTY UD 15 | 2040 | HARRIS COUNTY UD 15 | 10439739 | OTHER SURFACE WATER
H | WUG INFRASTRUCTURE EXPANSION - HARRIS COUNTY WCID 133 | 2040 | HARRIS COUNTY WCID 133 | 10475383 | OTHER SURFACE WATER
H | WUG INFRASTRUCTURE EXPANSION - HARRIS COUNTY WCID 74 | 2040 | HARRIS COUNTY WCID 74 | 10439739 | OTHER SURFACE WATER
H | WUG INFRASTRUCTURE EXPANSION - HITCHCOCK | 2030 | HITCHCOCK | 10289100 | OTHER SURFACE WATER
H | WUG INFRASTRUCTURE EXPANSION - HMW SUD | 2030 | HMW SUD | 10439739 | OTHER SURFACE WATER
H | WUG INFRASTRUCTURE EXPANSION - LA MARQUE | 2030 | LA MARQUE | 10162348 | OTHER SURFACE WATER
H | WUG INFRASTRUCTURE EXPANSION - LAKE BONANZA WSC | 2030 | LAKE BONANZA WSC | 10475383 | OTHER SURFACE WATER
H | WUG INFRASTRUCTURE EXPANSION - LAKE JACKSON | 2030 | LAKE JACKSON | 10475383 | NEW MAJOR RESERVOIR
H | WUG INFRASTRUCTURE EXPANSION - LEAGUE CITY | 2030 | LEAGUE CITY | 10475383 | OTHER SURFACE WATER
H | WUG INFRASTRUCTURE EXPANSION - MAGNOLIA | 2030 | MAGNOLIA | 10439739 | OTHER SURFACE WATER
H | WUG INFRASTRUCTURE EXPANSION - MANUFACTURING, BRAZORIA COUNTY (BC) | 2020 | MANUFACTURING (BRAZORIA) | 274414032 | OTHER SURFACE WATER
H | WUG INFRASTRUCTURE EXPANSION - MANUFACTURING, BRAZORIA COUNTY (SJB) | 2030 | MANUFACTURING (BRAZORIA) | 11005558 | OTHER SURFACE WATER
H | WUG INFRASTRUCTURE EXPANSION - MANUFACTURING, FORT BEND COUNTY (B) | 2020 | MANUFACTURING (FORT BEND) | 22350770 | OTHER SURFACE WATER
H | WUG INFRASTRUCTURE EXPANSION - MANUFACTURING, FORT BEND COUNTY (SJ) | 2020 | MANUFACTURING (FORT BEND) | 13645034 | OTHER SURFACE WATER
H | WUG INFRASTRUCTURE EXPANSION - MANUFACTURING, GALVESTON COUNTY | 2020 | MANUFACTURING (GALVESTON) | 193683755 | OTHER SURFACE WATER
H | WUG INFRASTRUCTURE EXPANSION - MANUFACTURING, MONTGOMERY COUNTY | 2020 | MANUFACTURING (MONTGOMERY) | 14932881 | OTHER SURFACE WATER
H | WUG INFRASTRUCTURE EXPANSION - MEADOWCREEK MUD | 2030 | MEADOWCREEK MUD | 9983912 | OTHER SURFACE WATER
H | WUG INFRASTRUCTURE EXPANSION - MEMORIAL VILLAGES WATER AUTHORITY - PHASE 1 | 2020 | MEMORIAL VILLAGES WATER AUTHORITY | 11697788 | OTHER SURFACE WATER
H | WUG INFRASTRUCTURE EXPANSION - MEMORIAL VILLAGES WATER AUTHORITY - PHASE 2 | 2050 | MEMORIAL VILLAGES WATER AUTHORITY | 11181277 | OTHER SURFACE WATER
H | WUG INFRASTRUCTURE EXPANSION - MINING, BRAZORIA COUNTY (B) | 2030 | MINING (BRAZORIA) | 10088460 | OTHER SURFACE WATER
H | WUG INFRASTRUCTURE EXPANSION - MINING, BRAZORIA COUNTY (BC) | 2030 | MINING (BRAZORIA) | 11762914 | OTHER SURFACE WATER
H | WUG INFRASTRUCTURE EXPANSION - MINING, BRAZORIA COUNTY (SJB) | 2030 | MINING (BRAZORIA) | 20032621 | OTHER SURFACE WATER
H | WUG INFRASTRUCTURE EXPANSION - MINING, GALVESTON COUNTY (NT) | 2020 | MINING (GALVESTON) | 9655935 | OTHER SURFACE WATER
H | WUG INFRASTRUCTURE EXPANSION - MINING, GALVESTON COUNTY (SJB) | 2020 | MINING (GALVESTON) | 12827308 | OTHER SURFACE WATER
H | WUG INFRASTRUCTURE EXPANSION - MINING, HARRIS COUNTY (SJ) | 2020 | MINING (HARRIS) | 11697788 | OTHER SURFACE WATER
H | WUG INFRASTRUCTURE EXPANSION - MINING, HARRIS COUNTY (SJB) | 2020 | MINING (HARRIS) | 10088460 | OTHER SURFACE WATER
H | WUG INFRASTRUCTURE EXPANSION - MINING, HARRIS COUNTY (TSJ) | 2020 | MINING (HARRIS) | 10088460 | OTHER SURFACE WATER
H | WUG INFRASTRUCTURE EXPANSION - MONTGOMERY | 2040 | MONTGOMERY | 20205629 | OTHER SURFACE WATER
H | WUG INFRASTRUCTURE EXPANSION - MONTGOMERY COUNTY MUD 112 | 2030 | MONTGOMERY COUNTY MUD 112 | 10289100 | OTHER SURFACE WATER
H | WUG INFRASTRUCTURE EXPANSION - MONTGOMERY COUNTY MUD 115 | 2030 | MONTGOMERY COUNTY MUD 115 | 10289100 | OTHER SURFACE WATER
H | WUG INFRASTRUCTURE EXPANSION - MONTGOMERY COUNTY MUD 119 | 2030 | MONTGOMERY COUNTY MUD 119 | 10760392 | OTHER SURFACE WATER
H | WUG INFRASTRUCTURE EXPANSION - MONTGOMERY COUNTY MUD 15 | 2030 | MONTGOMERY COUNTY MUD 15 | 9983912 | OTHER SURFACE WATER
H | WUG INFRASTRUCTURE EXPANSION - MONTGOMERY COUNTY MUD 18 | 2050 | MONTGOMERY COUNTY MUD 18 | 20205629 | OTHER SURFACE WATER
H | WUG INFRASTRUCTURE EXPANSION - MONTGOMERY COUNTY MUD 19 | 2030 | MONTGOMERY COUNTY MUD 19 | 10289100 | OTHER SURFACE WATER
H | WUG INFRASTRUCTURE EXPANSION - MONTGOMERY COUNTY MUD 56 | 2030 | MONTGOMERY COUNTY MUD 56 | 10741067 | OTHER SURFACE WATER
H | WUG INFRASTRUCTURE EXPANSION - MONTGOMERY COUNTY MUD 88 | 2030 | MONTGOMERY COUNTY MUD 88 | 10088460 | OTHER SURFACE WATER
H | WUG INFRASTRUCTURE EXPANSION - MONTGOMERY COUNTY MUD 89 | 2030 | MONTGOMERY COUNTY MUD 89 | 10439739 | OTHER SURFACE WATER
H | WUG INFRASTRUCTURE EXPANSION - MONTGOMERY COUNTY MUD 99 | 2030 | MONTGOMERY COUNTY MUD 99 | 10088460 | OTHER SURFACE WATER
H | WUG INFRASTRUCTURE EXPANSION - MONTGOMERY COUNTY WCID 1 | 2030 | MONTGOMERY COUNTY WCID 1 | 10088460 | OTHER SURFACE WATER
H | WUG INFRASTRUCTURE EXPANSION - MOUNT HOUSTON ROAD MUD | 2040 | MOUNT HOUSTON ROAD MUD | 10531772 | OTHER SURFACE WATER
H | WUG INFRASTRUCTURE EXPANSION - MSEC ENTERPRISES | 2030 | MSEC ENTERPRISES | 12931975 | OTHER SURFACE WATER
H | WUG INFRASTRUCTURE EXPANSION - NFBWA DISTRICTS | 2030 | NORTH FORT BEND WATER AUTHORITY | 108287800 | INDIRECT REUSE; OTHER SURFACE WATER
H | WUG INFRASTRUCTURE EXPANSION - NHCRWA DISTRICTS 2025 | 2030 | NORTH HARRIS COUNTY REGIONAL WATER AUTHORITY | 225394742 | INDIRECT REUSE; OTHER SURFACE WATER
H | WUG INFRASTRUCTURE EXPANSION - NHCRWA DISTRICTS 2035 | 2040 | NORTH HARRIS COUNTY REGIONAL WATER AUTHORITY | 11181277 | INDIRECT REUSE; OTHER SURFACE WATER
H | WUG INFRASTRUCTURE EXPANSION - NORTH BELT UD | 2040 | NORTH BELT UD | 10289100 | OTHER SURFACE WATER
H | WUG INFRASTRUCTURE EXPANSION - NORTH FOREST MUD | 2040 | NORTH FOREST MUD | 10088460 | OTHER SURFACE WATER
H | WUG INFRASTRUCTURE EXPANSION - NORTH GREEN MUD | 2040 | NORTH GREEN MUD | 10289100 | OTHER SURFACE WATER
H | WUG INFRASTRUCTURE EXPANSION - OAK RIDGE NORTH | 2030 | OAK RIDGE NORTH | 10088460 | OTHER SURFACE WATER
H | WUG INFRASTRUCTURE EXPANSION - PALMER PLANTATION MUD 1 | 2030 | PALMER PLANTATION MUD 1 | 10088460 | OTHER SURFACE WATER
H | WUG INFRASTRUCTURE EXPANSION - PALMER PLANTATION MUD 2 | 2030 | PALMER PLANTATION MUD 2 | 9983912 | OTHER SURFACE WATER
H | WUG INFRASTRUCTURE EXPANSION - PANORAMA VILLAGE | 2040 | PANORAMA VILLAGE | 10741067 | OTHER SURFACE WATER
H | WUG INFRASTRUCTURE EXPANSION - PINE VILLAGE PUD | 2040 | PINE VILLAGE PUD | 9983912 | OTHER SURFACE WATER
H | WUG INFRASTRUCTURE EXPANSION - PORTER SUD | 2050 | PORTER SUD | 19391918 | OTHER SURFACE WATER
H | WUG INFRASTRUCTURE EXPANSION - QUADVEST, MONTGOMERY COUNTY - PHASE 1 | 2030 | QUADVEST | 12931975 | OTHER SURFACE WATER
H | WUG INFRASTRUCTURE EXPANSION - QUADVEST, MONTGOMERY COUNTY - PHASE 2 | 2060 | QUADVEST | 12931975 | OTHER SURFACE WATER
H | WUG INFRASTRUCTURE EXPANSION - QUAIL VALLEY UD | 2030 | QUAIL VALLEY UD | 9983912 | OTHER SURFACE WATER
H | WUG INFRASTRUCTURE EXPANSION - RAYFORD ROAD MUD | 2030 | RAYFORD ROAD MUD | 10475383 | OTHER SURFACE WATER
H | WUG INFRASTRUCTURE EXPANSION - RICHWOOD | 2030 | RICHWOOD | 10162348 | NEW MAJOR RESERVOIR
H | WUG INFRASTRUCTURE EXPANSION - RIVER PLANTATION MUD | 2050 | RIVER PLANTATION MUD | 13930632 | OTHER SURFACE WATER
H | WUG INFRASTRUCTURE EXPANSION - ROLLING FORK PUD | 2030 | ROLLING FORK PUD | 10088460 | OTHER SURFACE WATER
H | WUG INFRASTRUCTURE EXPANSION - SAN LEON MUD | 2030 | SAN LEON MUD | 10439739 | OTHER SURFACE WATER
H | WUG INFRASTRUCTURE EXPANSION - SHENANDOAH | 2020 | SHENANDOAH | 18578208 | OTHER SURFACE WATER
H | WUG INFRASTRUCTURE EXPANSION - SIENNA PLANTATION | 2030 | SIENNA PLANTATION | 12234868 | OTHER SURFACE WATER
H | WUG INFRASTRUCTURE EXPANSION - SPRING CREEK UD | 2030 | SPRING CREEK UD | 10734155 | OTHER SURFACE WATER
H | WUG INFRASTRUCTURE EXPANSION - STANLEY LAKE MUD | 2060 | STANLEY LAKE MUD | 16433378 | OTHER SURFACE WATER
H | WUG INFRASTRUCTURE EXPANSION - STEAM ELECTRIC POWER, CHAMBERS COUNTY (TSJ) | 2020 | NRG; STEAM ELECTRIC POWER (CHAMBERS) | 10916864 | OTHER SURFACE WATER
H | WUG INFRASTRUCTURE EXPANSION - STEAM ELECTRIC POWER, HARRIS COUNTY (SJ) | 2020 | NRG; STEAM ELECTRIC POWER (HARRIS) | 12234868 | OTHER SURFACE WATER
H | WUG INFRASTRUCTURE EXPANSION - STEAM ELECTRIC POWER, HARRIS COUNTY (SJB) | 2020 | NRG; STEAM ELECTRIC POWER (HARRIS) | 10088460 | OTHER SURFACE WATER
H | WUG INFRASTRUCTURE EXPANSION - SUNBELT FWSD | 2040 | SUNBELT FWSD | 10707918 | OTHER SURFACE WATER
H | WUG INFRASTRUCTURE EXPANSION - T & W WATER SERVICE - PHASE 1 | 2030 | T AND W WATER SERVICE | 10788126 | OTHER SURFACE WATER
H | WUG INFRASTRUCTURE EXPANSION - T & W WATER SERVICE - PHASE 2 | 2060 | T AND W WATER SERVICE | 10760392 | OTHER SURFACE WATER
H | WUG INFRASTRUCTURE EXPANSION - TEXAS CITY | 2030 | TEXAS CITY | 27911495 | OTHER SURFACE WATER
H | WUG INFRASTRUCTURE EXPANSION - THE WOODLANDS - PHASE 1 | 2020 | THE WOODLANDS | 14616551 | OTHER SURFACE WATER
H | WUG INFRASTRUCTURE EXPANSION - THE WOODLANDS - PHASE 2 | 2040 | THE WOODLANDS | 14616551 | OTHER SURFACE WATER
H | WUG INFRASTRUCTURE EXPANSION - THE WOODLANDS, HARRIS COUNTY | 2040 | THE WOODLANDS | 11697788 | OTHER SURFACE WATER
H | WUG INFRASTRUCTURE EXPANSION - THUNDERBIRD UD | 2030 | THUNDERBIRD UD | 10289100 | OTHER SURFACE WATER
H | WUG INFRASTRUCTURE EXPANSION - TOMBALL | 2030 | TOMBALL | 11181277 | OTHER SURFACE WATER
H | WUG INFRASTRUCTURE EXPANSION - TRAIL OF THE LAKES MUD | 2040 | TRAIL OF THE LAKES MUD | 10734155 | CONJUNCTIVE USE
H | WUG INFRASTRUCTURE EXPANSION - TRINITY BAY CONSERVATION DISTRICT - PHASE 1 | 2020 | TRINITY BAY CONSERVATION DISTRICT | 16433378 | OTHER SURFACE WATER
H | WUG INFRASTRUCTURE EXPANSION - TRINITY BAY CONSERVATION DISTRICT - PHASE 2 | 2040 | TRINITY BAY CONSERVATION DISTRICT | 14932881 | OTHER SURFACE WATER
H | WUG INFRASTRUCTURE EXPANSION - TRINITY BAY CONSERVATION DISTRICT - PHASE 3 | 2060 | TRINITY BAY CONSERVATION DISTRICT | 16433378 | OTHER SURFACE WATER
H | WUG INFRASTRUCTURE EXPANSION - WESTWOOD NORTH WSC | 2030 | WESTWOOD NORTH WSC | 10475383 | OTHER SURFACE WATER
H | WUG INFRASTRUCTURE EXPANSION - WHCRWA DISTRICTS | 2030 | WEST HARRIS COUNTY REGIONAL WATER AUTHORITY | 157621151 | INDIRECT REUSE; OTHER SURFACE WATER
H | WUG INFRASTRUCTURE EXPANSION - WOODCREEK MUD | 2040 | WOODCREEK MUD | 10162348 | OTHER SURFACE WATER
I | ANCD-VOL-VOLUMETRIC SURVEY AND NORMAL POOL ELEVATION ADJUSTMENT | 2040 | ANGELINA NACOGDOCHES WCID #1 | 23716000 | OTHER SURFACE WATER
I | ANGL-MIN-PURCHASE FROM ANGELINA NECHES RIVER AUTHORITY (RUN OF RIVER, ANGELINA) | 2030 | MINING (ANGELINA) | 7927000 | OTHER SURFACE WATER
I | ANRA-COL-LAKE COLUMBIA | 2030 | ANGELINA AND NECHES RIVER AUTHORITY | 402862000 | NEW MAJOR RESERVOIR
I | ANRA-GW-ANRA GROUNDWATER WELLS | 2030 | ANGELINA AND NECHES RIVER AUTHORITY | 29775000 | GROUNDWATER WELLS AND OTHER
I | ANRA-WTP-ANRA TREATMENT PLANT AND DISTRIBUTION SYSTEM | 2030 | ANGELINA AND NECHES RIVER AUTHORITY | 228001000 | NEW MAJOR RESERVOIR
I | CENT-REU-CITY OF CENTER REUSE PIPELINE FROM WWTP TO LAKE CENTER | 2030 | CENTER | 18110000 | INDIRECT REUSE
I | CENT-TOL-PIPELINE FROM TOLEDO BEND TO LAKE CENTER | 2040 | CENTER | 38916000 | OTHER SURFACE WATER
I | CHER-ALT-NEW WELLS IN CARRIZO-WILCOX AQUIFER | 2020 | ALTO RURAL WSC | 2426000 | GROUNDWATER WELLS AND OTHER
I | CHER-MIN-PURCHASE FROM ANGELINA NECHES RIVER AUTHORITY (ANGELINA RIVER) | 2030 | ANGELINA AND NECHES RIVER AUTHORITY | 7013000 | OTHER SURFACE WATER
I | CHER-RUS NEW WELLS IN CARRIZO-WILCOX AQUIFER | 2070 | RUSK | 2361000 | GROUNDWATER WELLS AND OTHER
I | CHER-WCW-NEW WELLS IN CARRIZO-WILCOX AQUIFER | 2050 | WRIGHT CITY WSC | 2361000 | GROUNDWATER WELLS AND OTHER
I | HDSN-ATN-ADVANCED CONSERVATION | 2020 | ATHENS | 786000 | MUNICIPAL CONSERVATION
I | HDSN-CHN-NEW WELLS IN CARRIZO-WILCOX AQUIFER | 2070 | CHANDLER | 1397000 | GROUNDWATER WELLS AND OTHER
I | HDSN-MIN-NEW WELLS IN CARRIZO-WILCOX AQUIFER | 2030 | MINING (HENDERSON) | 201000 | GROUNDWATER WELLS AND OTHER
I | HDSN-MSW-NEW WELLS IN CARRIZO-WILCOX AQUIFER | 2060 | MOORE STATION WSC | 1417000 | GROUNDWATER WELLS AND OTHER
I | HOUS-LTK-NEW WELLS IN YEGUA-JACKSON | 2070 | LIVESTOCK (HOUSTON) | 399000 | GROUNDWATER WELLS AND OTHER
I | JACK-COL-SUPPLY FROM LAKE COLUMBIA | 2030 | JACKSONVILLE | 29390000 | NEW MAJOR RESERVOIR
I | JEFF-BEA-ADVANCED CONSERVATION | 2020 | BEAUMONT | 60175000 | MUNICIPAL CONSERVATION
I | JEFF-CTR-PURCHASE FROM LOWER NECHES VALLEY AUTHORITY (SAM RAYBURN) | 2060 | COUNTY-OTHER (JEFFERSON) | 21665000 | OTHER SURFACE WATER
I | JEFF-MFG-PURCHASE FROM LOWER NECHES VALLEY AUTHORITY (SAM RAYBURN) | 2030 | MANUFACTURING (JEFFERSON) | 279210000 | OTHER SURFACE WATER
I | JEFF-SEP-PURCHASE FROM LOWER NECHES VALLEY AUTHORITY (SAM RAYBURN) | 2030 | STEAM ELECTRIC POWER (JEFFERSON) | 32302000 | OTHER SURFACE WATER
I | LNVA-SRA-PURCHASE FROM SABINE RIVER AUTHORITY (TOLEDO BEND) | 2040 | LOWER NECHES VALLEY AUTHORITY | 529606000 | OTHER SURFACE WATER
I | LNVA-WRR-BEAUMONT WEST REGIONAL RESERVOIR | 2020 | LOWER NECHES VALLEY AUTHORITY | 37538000 | NEW MAJOR RESERVOIR
I | LUFK-RAY-CONVEYANCE FROM SAM RAYBURN TO KURTH LAKE - PHASE 1 | 2030 | LUFKIN | 78220000 | OTHER SURFACE WATER
I | LUFK-RAY-CONVEYANCE FROM SAM RAYBURN TO KURTH LAKE - PHASE 2 | 2040 | LUFKIN | 78199000 | OTHER SURFACE WATER
I | LUFK-RAY-CONVEYANCE FROM SAM RAYBURN TO KURTH LAKE - PHASE 3 | 2050 | LUFKIN | 8834000 | OTHER SURFACE WATER
I | NACN-LK - LAKE NACONICHE INFRASTRUCTURE | 2030 | COUNTY-OTHER (NACOGDOCHES) | 42117000 | OTHER SURFACE WATER
I | NACP-COL-LAKE COLUMBIA TO NACOGDOCHES RAW WATER TRANSMISSION SYSTEM | 2040 | NACOGDOCHES | 50754000 | NEW MAJOR RESERVOIR
I | NACW-DMW-NEW WELLS IN CARRIZO-WILCOX AQUIFER | 2040 | D AND M WSC | 4567000 | GROUNDWATER WELLS AND OTHER
I | NACW-LTK-NEW WELLS IN CARRIZO-WILCOX AQUIFER | 2030 | LIVESTOCK (NACOGDOCHES) | 26677000 | GROUNDWATER WELLS AND OTHER
I | NACW-MIN-PURCHASE FROM ANGELINA NECHES RIVER AUTHORITY (ANGELINA RIVER) | 2030 | MINING (NACOGDOCHES) | 18647000 | OTHER SURFACE WATER
I | ORAN-IRR-PURCHASE FROM SABINE RIVER AUTHORITY (SABINE RIVER) | 2030 | IRRIGATION (ORANGE) | 14624000 | OTHER SURFACE WATER
I | PANL-LTK-NEW WELLS IN CARRIZO-WILCOX AQUIFER | 2030 | LIVESTOCK (PANOLA) | 1172000 | GROUNDWATER WELLS AND OTHER
I | PORT-CONS-CITY OF PORT ARTHUR - ADVANCED CONSERVATION | 2020 | PORT ARTHUR | 51618000 | MUNICIPAL CONSERVATION
I | RUSK-JAW-NEW WELLS IN CARRIZO-WILCOX AQUIFER | 2070 | JACOBS WSC | 1795000 | GROUNDWATER WELLS AND OTHER
I | RUSK-LTK-NEW WELLS IN CARRIZO-WILCOX AQUIFER | 2040 | LIVESTOCK (RUSK) | 283000 | GROUNDWATER WELLS AND OTHER
I | RUSK-MIN-PURCHASE FROM ANGELINA NECHES RIVER AUTHORITY (ANGELINA RIVER) | 2020 | MINING (RUSK) | 14808000 | OTHER SURFACE WATER
I | RUSK-SEP-PURCHASE FROM SABINE RIVER AUTHORITY (TOLEDO BEND) | 2030 | STEAM ELECTRIC POWER (RUSK) | 30008000 | OTHER SURFACE WATER
I | SAUG-LTK-PURCHASE FROM SRA (TOLEDO BEND) | 2030 | LIVESTOCK (SAN AUGUSTINE) | 41302000 | OTHER SURFACE WATER
I | SAUG-MIN-PURCHASE FROM ANGELINA NECHES RIVER AUTHORITY | 2030 | MINING (SAN AUGUSTINE) | 42807000 | OTHER SURFACE WATER
I | SAUG-SAG-NEW WELLS IN CARRIZO-WILCOX AQUIFER | 2030 | SAN AUGUSTINE | 1055000 | GROUNDWATER WELLS AND OTHER
I | SHEL-LTK-PURCHASE FROM SABINE RIVER AUTHORITY (TOLEDO BEND) | 2020 | LIVESTOCK (SHELBY) | 18582000 | OTHER SURFACE WATER
I | SHEL-SHW-PURCHASE FROM CENTER | 2020 | SAND HILLS WSC | 102000 | OTHER SURFACE WATER
I | SMTH-BLD-PURCHASE FROM CITY OF TYLER | 2030 | BULLARD | 14264000 | OTHER SURFACE WATER
I | SMTH-CYS-NEW WELLS IN CARRIZO-WILCOX AQUIFER | 2020 | CRYSTAL SYSTEMS TEXAS | 2531000 | GROUNDWATER WELLS AND OTHER
I | SMTH-LDL-INFRASTRUCTURE | 2020 | LINDALE | 7592000 | OTHER SURFACE WATER
I | SMTH-MFG-PURCHASE FROM CITY OF TYLER | 2020 | MANUFACTURING (SMITH) | 6198000 | OTHER SURFACE WATER
I | SMTH-OVN-NEW WELLS IN CARRIZO-WILCOX AQUIFER | 2030 | OVERTON | 8914000 | GROUNDWATER WELLS AND OTHER
I | SMTH-WTH-PURCHASE FROM CITY OF TYLER (LAKE PALESTINE/LAKE TYLER/CARRIZO-WILCOX) | 2060 | WHITEHOUSE | 7666000 | OTHER SURFACE WATER
I | TYLR-PAL-CITY OF TYLER - LAKE PALESTINE EXPANSION | 2030 | TYLER | 111190000 | OTHER SURFACE WATER
I | UNM-LP-RUN OF RIVER, NECHES WITH LAKE PALESTINE | 2020 | UPPER NECHES RIVER MUNICIPAL WATER AUTHORITY | 518977000 | OTHER SURFACE WATER
I | WUG-CONS-MUNICIPAL CONSERVATION- CRYSTAL SYSTEMS TEXAS | 2020 | CRYSTAL SYSTEMS TEXAS | 954000 | MUNICIPAL CONSERVATION
I | WUG-CONS-MUNICIPAL CONSERVATION- HENDERSON | 2020 | HENDERSON | 9900000 | MUNICIPAL CONSERVATION
I | WUG-CONS-MUNICIPAL CONSERVATION- NACOGDOCHES | 2020 | NACOGDOCHES | 27720000 | MUNICIPAL CONSERVATION
I | WUG-CONS-MUNICIPAL CONSERVATION-CUSHING | 2020 | CUSHING | 1030000 | MUNICIPAL CONSERVATION
I | WUG-CONS-MUNICIPAL CONSERVATION-JASPER | 2020 | JASPER | 15444000 | MUNICIPAL CONSERVATION
I | WUG-CONS-MUNICIPAL CONSERVATION-SAN AUGUSTINE | 2020 | SAN AUGUSTINE | 2297000 | MUNICIPAL CONSERVATION
I | WUG-CONS-MUNICIPAL CONSERVATION-SOUTHERN UTILITIES | 2020 | SOUTHERN UTILITIES | 33264000 | MUNICIPAL CONSERVATION
I | WUG-CONS-MUNICIPAL CONSERVATION-TYLER | 2020 | TYLER | 58766000 | MUNICIPAL CONSERVATION
J | ADDITIONAL GROUNDWATER WELL FOR THE TOWN OF MEDINA | 2020 | COUNTY-OTHER (BANDERA) | 1417000 | GROUNDWATER WELLS AND OTHER
J | BANDERA COUNTY FWSD #1 - ADDITIONAL GROUNDWATER WELL | 2020 | BANDERA COUNTY FWSD 1 | 990000 | GROUNDWATER WELLS AND OTHER
J | BANDERA COUNTY IRRIGATION - ADDITIONAL GROUNDWATER WELLS | 2020 | IRRIGATION (BANDERA) | 291000 | GROUNDWATER WELLS AND OTHER
J | BANDERA COUNTY LIVESTOCK - ADDITIONAL GROUNDWATER WELL (GUADALUPE) | 2020 | LIVESTOCK (BANDERA) | 135000 | GROUNDWATER WELLS AND OTHER
J | BANDERA COUNTY LIVESTOCK - ADDITIONAL GROUNDWATER WELL (NUECES) | 2020 | LIVESTOCK (BANDERA) | 126000 | GROUNDWATER WELLS AND OTHER
J | BANDERA COUNTY OTHER - ENCHANTED RIVER ESTATES - WATER LOSS AUDIT AND MAIN-LINE REPAIR | 2020 | COUNTY-OTHER (BANDERA) | 117000 | MUNICIPAL CONSERVATION
J | BANDERA RIVER RANCH #1 - WATER LOSS AUDIT AND MAIN-LINE REPAIR | 2020 | COUNTY-OTHER (BANDERA) | 902000 | MUNICIPAL CONSERVATION
J | BARKSDALE WSC - ADDITIONAL GROUNDWATER WELL | 2020 | COUNTY-OTHER (EDWARDS) | 178000 | GROUNDWATER WELLS AND OTHER
J | CITY OF BANDERA - ADDITIONAL MIDDLE TRINITY WELLS WITHIN CITY WATER INFRASTRUCTURE | 2020 | BANDERA | 625000 | GROUNDWATER WELLS AND OTHER
J | CITY OF BANDERA - PROMOTE, DESIGN AND INSTALL RAINWATER HARVESTING SYSTEMS | 2030 | BANDERA | 56000 | OTHER STRATEGIES
J | CITY OF BANDERA - REUSE TREATED WASTEWATER EFFLUENT FOR IRRIGATION | 2030 | BANDERA | 1496000 | OTHER DIRECT REUSE
J | CITY OF BANDERA - SURFACE WATER ACQUISITION, TREATMENT AND ASR | 2030 | BANDERA | 34188000 | AQUIFER STORAGE AND RECOVERY
J | CITY OF BRACKETTVILLE - INCREASE STORAGE FACILITY | 2030 | BRACKETTVILLE | 1272000 | GROUNDWATER WELLS AND OTHER
J | CITY OF BRACKETTVILLE - INCREASE SUPPLY TO SPOFFORD WITH NEW WATER LINE | 2030 | BRACKETTVILLE | 4271000 | GROUNDWATER WELLS AND OTHER
J | CITY OF CAMP WOOD - ADDITIONAL GROUNDWATER WELLS | 2020 | CAMP WOOD | 1709000 | GROUNDWATER WELLS AND OTHER
J | CITY OF DEL RIO - ADDITIONAL GROUNDWATER WELL | 2020 | DEL RIO UTILITIES COMMISSION | 12695000 | GROUNDWATER WELLS AND OTHER
J | CITY OF DEL RIO - DEVELOP A WASTEWATER REUSE PROGRAM | 2030 | DEL RIO UTILITIES COMMISSION | 2846000 | DIRECT POTABLE REUSE
J | CITY OF DEL RIO - WATER LOSS AUDIT AND MAIN-LINE REPAIR | 2020 | DEL RIO UTILITIES COMMISSION | 5672000 | MUNICIPAL CONSERVATION
J | CITY OF DEL RIO - WATER TREATMENT PLANT EXPANSION | 2030 | DEL RIO UTILITIES COMMISSION | 8646000 | GROUNDWATER WELLS AND OTHER
J | CITY OF KERRVILLE - EXPLORE AND DEVELOP NEW ELLENBURGER AQUIFER WELL SUPPLY | 2020 | KERRVILLE | 14493000 | GROUNDWATER WELLS AND OTHER
J | CITY OF KERRVILLE - INCREASE WASTEWATER REUSE | 2020 | KERRVILLE | 12570000 | OTHER DIRECT REUSE
J | CITY OF KERRVILLE - INCREASED WATER TREATMENT AND ASR CAPACITY | 2030 | KERRVILLE | 15393000 | AQUIFER STORAGE AND RECOVERY
J | CITY OF KERRVILLE - WATER LOSS AUDIT AND MAIN-LINE REPAIR | 2020 | KERRVILLE | 12636000 | MUNICIPAL CONSERVATION
J | CITY OF LEAKEY - ADDITIONAL GROUNDWATER WELL | 2020 | COUNTY-OTHER (REAL) | 189000 | GROUNDWATER WELLS AND OTHER
J | CITY OF LEAKEY - DEVELOP INTERCONNECTIONS BETWEEN WELLS WITHIN THE CITY | 2030 | COUNTY-OTHER (REAL) | 202000 | GROUNDWATER WELLS AND OTHER
J | CITY OF ROCKSPRINGS - ADDITIONAL GROUNDWATER WELL | 2020 | ROCKSPRINGS | 681000 | GROUNDWATER WELLS AND OTHER
J | EDWARDS COUNTY MINING - ADDITIONAL GROUNDWATER WELLS | 2020 | MINING (EDWARDS) | 132000 | GROUNDWATER WELLS AND OTHER
J | EDWARDS COUNTY MINING - ADDITIONAL GROUNDWATER WELLS (COLORADO) | 2020 | MINING (EDWARDS) | 73000 | GROUNDWATER WELLS AND OTHER
J | EDWARDS COUNTY MINING - ADDITIONAL GROUNDWATER WELLS (NUECES) | 2020 | MINING (EDWARDS) | 125000 | GROUNDWATER WELLS AND OTHER
J | EKCRWSP - CONSTRUCTION OF AN ELLENBURGER AQUIFER WATER SUPPLY WELL | 2030 | COUNTY-OTHER (KERR) | 652000 | GROUNDWATER WELLS AND OTHER
J | EKCRWSP - CONSTRUCTION OF ASR FACILITY | 2030 | COUNTY-OTHER (KERR) | 1461000 | AQUIFER STORAGE AND RECOVERY
J | EKCRWSP - CONSTRUCTION OF DESALINATION PLANT | 2030 | COUNTY-OTHER (KERR) | 21126000 | GROUNDWATER DESALINATION
J | EKCRWSP - CONSTRUCTION OF OFF-CHANNEL SURFACE WATER STORAGE | 2030 | COUNTY-OTHER (KERR) | 25231000 | OTHER SURFACE WATER
J | EKCRWSP - CONSTRUCTION OF SURFACE WATER TREATMENT FACILITIES AND TRANSMISSION LINES | 2030 | COUNTY-OTHER (KERR) | 22829000 | AQUIFER STORAGE AND RECOVERY; OTHER SURFACE WATER
J | EKCRWSP - CONSTRUCTION OF WELLFIELD FOR DENSE, RURAL AREAS | 2030 | COUNTY-OTHER (KERR) | 8367000 | GROUNDWATER DESALINATION
J | FORT CLARK SPRINGS MUD - INCREASE STORAGE FACILITY | 2030 | FORT CLARK SPRINGS MUD | 1501000 | GROUNDWATER WELLS AND OTHER
J | FORT CLARK SPRINGS MUD - WATER LOSS AUDIT AND MAIN-LINE REPAIR | 2020 | FORT CLARK SPRINGS MUD | 1531000 | MUNICIPAL CONSERVATION
J | KERR COUNTY MINING - ADDITIONAL GROUNDWATER WELL | 2020 | MINING (KERR) | 197000 | GROUNDWATER WELLS AND OTHER
J | REAL COUNTY OTHER - ADDITIONAL WELL FOR OAKMONT SADDLE WSC | 2020 | COUNTY-OTHER (REAL) | 417000 | GROUNDWATER WELLS AND OTHER
J | REAL WSC - WATER LOSS AUDIT AND MAIN-LINE REPAIR | 2020 | COUNTY-OTHER (REAL) | 482000 | MUNICIPAL CONSERVATION
J | VAL VERDE COUNTY OTHER - SAN PEDRO CANYON SUBDIVISION - WATER LOSS AUDIT AND MAIN-LINE REPAIR | 2020 | COUNTY-OTHER (VAL VERDE) | 142000 | MUNICIPAL CONSERVATION
J | VAL VERDE COUNTY OTHER - TIERRA DEL LAGO - WATER LOSS AUDIT AND MAIN-LINE REPAIR | 2020 | COUNTY-OTHER (VAL VERDE) | 146000 | MUNICIPAL CONSERVATION
J | VAL VERDE COUNTY OTHER - VAL VERDE COUNTY WCID - WATER LOSS AUDIT AND MAIN-LINE REPAIR | 2020 | COUNTY-OTHER (VAL VERDE) | 406000 | MUNICIPAL CONSERVATION
J | VAL VERDE MINING - ADDITIONAL GROUNDWATER WELL | 2020 | MINING (VAL VERDE) | 1096000 | GROUNDWATER WELLS AND OTHER
J | VERDE PARK ESTATES WWW - WATER LOSS AUDIT AND MAIN-LINE REPAIR | 2020 | COUNTY-OTHER (KERR) | 155000 | MUNICIPAL CONSERVATION
K | ALTERNATE CANAL DELIVERY - STPNOC | 2030 | STEAM ELECTRIC POWER (MATAGORDA) | 18127000 | INDIRECT REUSE
K | AUSTIN - AQUIFER STORAGE AND RECOVERY | 2040 | AUSTIN | 370527000 | AQUIFER STORAGE AND RECOVERY
K | AUSTIN - BRACKISH GROUNDWATER DESALINATION | 2070 | AUSTIN | 167689000 | GROUNDWATER DESALINATION
K | AUSTIN - DECENTRALIZED DIRECT NON-POTABLE REUSE | 2030 | AUSTIN | 7703000 | OTHER DIRECT REUSE
K | AUSTIN - DIRECT REUSE | 2020 | AUSTIN | 286031000 | OTHER DIRECT REUSE
K | AUSTIN - INDIRECT POTABLE REUSE THROUGH LADY BIRD LAKE | 2040 | AUSTIN | 35839000 | INDIRECT REUSE
K | AUSTIN - LONGHORN DAM OPERATIONS IMPROVEMENTS | 2030 | AUSTIN | 1388000 | OTHER SURFACE WATER
K | AUSTIN - OFF-CHANNEL RESERVOIR AND EVAPORATION SUPPRESSION | 2070 | AUSTIN | 334642000 | NEW MAJOR RESERVOIR
K | AUSTIN BLACKWATER AND GREYWATER REUSE | 2030 | AUSTIN | 47031000 | OTHER DIRECT REUSE
K | AUSTIN COMMUNITY-SCALE STORMWATER HARVESTING | 2030 | AUSTIN | 288000 | OTHER STRATEGIES
K | AUSTIN CONSERVATION | 2020 | AUSTIN | 719616000 | MUNICIPAL CONSERVATION
K | AUSTIN ONSITE RAINWATER AND STORMWATER HARVESTING | 2030 | AUSTIN | 11768000 | OTHER STRATEGIES
K | BRUSH MANAGEMENT - BLANCO COUNTY | 2030 | COUNTY-OTHER (BLANCO) | 10522274 | OTHER STRATEGIES
K | BRUSH MANAGEMENT - GILLESPIE COUNTY | 2030 | COUNTY-OTHER (GILLESPIE) | 16708308 | OTHER STRATEGIES
K | BRUSH MANAGEMENT - HAYS COUNTY | 2030 | COUNTY-OTHER (HAYS) | 1238209 | OTHER STRATEGIES
K | BRUSH MANAGEMENT - TRAVIS COUNTY | 2030 | COUNTY-OTHER (TRAVIS) | 1238209 | OTHER STRATEGIES
K | BS/EACD EDWARDS / MIDDLE TRINITY ASR - BUDA | 2020 | BUDA | 7349000 | AQUIFER STORAGE AND RECOVERY
K | BS/EACD EDWARDS / MIDDLE TRINITY ASR - CREEDMOOR-MAHA WSC | 2030 | CREEDMOOR-MAHA WSC | 5975000 | AQUIFER STORAGE AND RECOVERY
K | BS/EACD EDWARDS / MIDDLE TRINITY ASR - HAYS | 2030 | HAYS | 5673000 | AQUIFER STORAGE AND RECOVERY
K | BS/EACD EDWARDS / MIDDLE TRINITY ASR - HAYS COUNTY-OTHER | 2030 | COUNTY-OTHER (HAYS) | 5975000 | AQUIFER STORAGE AND RECOVERY
K | BS/EACD SALINE EDWARDS DESALINATION AND ASR | 2040 | BUDA; COUNTY-OTHER (HAYS) | 16664000 | AQUIFER STORAGE AND RECOVERY
K | BUENA VISTA REGIONAL PROJECT | 2030 | BURNET; COUNTY-OTHER (BURNET) | 28886000 | NEW MAJOR RESERVOIR
K | DEVELOPMENT OF NEW ELLENBURGER-SAN SABA AQUIFER SUPPLIES - BURNET COUNTY MINING | 2050 | MINING (BURNET) | 4495000 | GROUNDWATER WELLS AND OTHER
K | DEVELOPMENT OF NEW GULF COAST AQUIFER SUPPLIES - MATAGORDA COUNTY IRRIGATION | 2020 | IRRIGATION (MATAGORDA) | 1195000 | GROUNDWATER WELLS AND OTHER
K | DEVELOPMENT OF NEW HICKORY AQUIFER SUPPLIES - BURNET COUNTY MINING | 2030 | MINING (BURNET) | 4863000 | GROUNDWATER WELLS AND OTHER
K | DEVELOPMENT OF NEW MARBLE FALLS AQUIFER SUPPLIES - BURNET COUNTY MINING | 2040 | MINING (BURNET) | 3345000 | GROUNDWATER WELLS AND OTHER
K | DEVELOPMENT OF NEW SPARTA AQUIFER SUPPLIES - FAYETTE COUNTY-OTHER | 2020 | COUNTY-OTHER (FAYETTE) | 6056000 | GROUNDWATER WELLS AND OTHER
K | DEVELOPMENT OF NEW TRINITY AQUIFER SUPPLIES - ELGIN | 2060 | ELGIN | 14774000 | GROUNDWATER WELLS AND OTHER
K | DEVELOPMENT OF NEW TRINITY AQUIFER SUPPLIES - HAYS | 2030 | HAYS | 3719000 | GROUNDWATER WELLS AND OTHER
K | DEVELOPMENT OF NEW TRINITY AQUIFER SUPPLIES - SUNSET VALLEY | 2040 | SUNSET VALLEY | 5401000 | GROUNDWATER WELLS AND OTHER
K | DEVELOPMENT OF NEW TRINITY AQUIFER SUPPLIES - TRAVIS COUNTY MUD 10 | 2030 | TRAVIS COUNTY MUD 10 | 3719000 | GROUNDWATER WELLS AND OTHER
K | DEVELOPMENT OF NEW YEGUA-JACKSON AQUIFER SUPPLIES - FAYETTE COUNTY MANUFACTURING | 2030 | MANUFACTURING (FAYETTE) | 3425000 | GROUNDWATER WELLS AND OTHER
K | DEVELOPMENT OF NEW YEGUA-JACKSON AQUIFER SUPPLIES - SMITHVILLE | 2030 | SMITHVILLE | 13421000 | GROUNDWATER WELLS AND OTHER
K | DIRECT POTABLE REUSE - BUDA | 2030 | BUDA | 33503000 | DIRECT POTABLE REUSE
K | DIRECT POTABLE REUSE - DRIPPING SPRINGS WSC | 2030 | DRIPPING SPRINGS WSC | 12119000 | DIRECT POTABLE REUSE
K | DIRECT POTABLE REUSE - LLANO | 2030 | LLANO | 10415000 | DIRECT POTABLE REUSE
K | DIRECT POTABLE REUSE - WEST TRAVIS COUNTY PUA | 2030 | WEST TRAVIS COUNTY PUBLIC UTILITY AGENCY | 7788000 | DIRECT POTABLE REUSE
K | DIRECT REUSE - BLANCO | 2030 | BLANCO | 1110000 | OTHER DIRECT REUSE
K | DIRECT REUSE - DRIPPING SPRINGS WSC | 2030 | DRIPPING SPRINGS WSC | 1450000 | OTHER DIRECT REUSE
K | DIRECT REUSE - FREDERICKSBURG | 2030 | FREDERICKSBURG | 10175000 | OTHER DIRECT REUSE
K | DIRECT REUSE - HORSESHOE BAY | 2030 | HORSESHOE BAY | 1084000 | OTHER DIRECT REUSE
K | DIRECT REUSE - LAGO VISTA | 2030 | LAGO VISTA | 212000 | OTHER DIRECT REUSE
K | DIRECT REUSE - LAKEWAY MUD | 2030 | LAKEWAY MUD | 2736000 | OTHER DIRECT REUSE
K | DIRECT REUSE - MARBLE FALLS | 2030 | MARBLE FALLS | 1388000 | OTHER DIRECT REUSE
K | DIRECT REUSE - TRAVIS COUNTY WCID 17 | 2030 | TRAVIS COUNTY WCID 17 | 9030000 | OTHER DIRECT REUSE
K | DIRECT REUSE - WEST TRAVIS COUNTY PUA | 2030 | WEST TRAVIS COUNTY PUBLIC UTILITY AGENCY | 207000 | OTHER DIRECT REUSE
K | EAST LAKE BUCHANAN REGIONAL PROJECT | 2030 | COUNTY-OTHER (BURNET) | 11925000 | NEW MAJOR RESERVOIR
K | EXPANSION OF CARRIZO-WILCOX AQUIFER SUPPLIES - AQUA WSC | 2030 | AQUA WSC | 9163000 | GROUNDWATER WELLS AND OTHER
K | EXPANSION OF CARRIZO-WILCOX AQUIFER SUPPLIES - LCRA | 2030 | LOWER COLORADO RIVER AUTHORITY | 331000 | GROUNDWATER WELLS AND OTHER
K | EXPANSION OF ELLENBURGER-SAN SABA AQUIFER SUPPLIES - BERTRAM | 2030 | BERTRAM | 20829000 | GROUNDWATER WELLS AND OTHER
K | EXPANSION OF ELLENBURGER-SAN SABA AQUIFER SUPPLIES - BURNET COUNTY MINING | 2030 | MINING (BURNET) | 7097000 | GROUNDWATER WELLS AND OTHER
K | EXPANSION OF GULF COAST AQUIFER SUPPLIES - COLORADO COUNTY IRRIGATION | 2020 | IRRIGATION (COLORADO) | 14680000 | GROUNDWATER WELLS AND OTHER
K | EXPANSION OF GULF COAST AQUIFER SUPPLIES - COLORADO COUNTY-OTHER | 2030 | COUNTY-OTHER (COLORADO) | 2003000 | GROUNDWATER WELLS AND OTHER
K | EXPANSION OF GULF COAST AQUIFER SUPPLIES - MATAGORDA COUNTY IRRIGATION | 2020 | IRRIGATION (MATAGORDA) | 1431000 | GROUNDWATER WELLS AND OTHER
K | EXPANSION OF GULF COAST AQUIFER SUPPLIES - WHARTON | 2030 | WHARTON | 6354000 | GROUNDWATER WELLS AND OTHER
K | EXPANSION OF GULF COAST AQUIFER SUPPLIES - WHARTON COUNTY IRRIGATION | 2020 | IRRIGATION (WHARTON) | 11049000 | GROUNDWATER WELLS AND OTHER
K | EXPANSION OF SPARTA AQUIFER SUPPLIES - FAYETTE COUNTY-OTHER | 2030 | COUNTY-OTHER (FAYETTE) | 2638000 | GROUNDWATER WELLS AND OTHER
K | EXPANSION OF TRINITY AQUIFER SUPPLIES - DRIPPING SPRINGS WSC | 2040 | DRIPPING SPRINGS WSC | 3507000 | GROUNDWATER WELLS AND OTHER
K | EXPANSION OF TRINITY AQUIFER SUPPLIES - HAYS COUNTY MINING | 2020 | MINING (HAYS) | 2409000 | GROUNDWATER WELLS AND OTHER
K | EXPANSION OF TRINITY AQUIFER SUPPLIES - HAYS COUNTY-OTHER | 2070 | COUNTY-OTHER (HAYS) | 2674000 | GROUNDWATER WELLS AND OTHER
K | EXPANSION OF TRINITY AQUIFER SUPPLIES - MANVILLE WSC | 2070 | MANVILLE WSC | 5035000 | GROUNDWATER WELLS AND OTHER
K | EXPANSION OF TRINITY AQUIFER SUPPLIES - MILLS COUNTY IRRIGATION | 2020 | IRRIGATION (MILLS) | 1323000 | GROUNDWATER WELLS AND OTHER
K | EXPANSION OF YEGUA-JACKSON AQUIFER SUPPLIES - FAYETTE COUNTY MINING | 2020 | MINING (FAYETTE) | 5463000 | GROUNDWATER WELLS AND OTHER
K | HAYS COUNTY PIPELINE - REGION K PORTION | 2030 | WEST TRAVIS COUNTY PUBLIC UTILITY AGENCY; COUNTY-OTHER (HAYS) | 29942000 | AQUIFER STORAGE AND RECOVERY
K | IRRIGATION CONSERVATION - DRIP IRRIGATION - GILLESPIE COUNTY | 2020 | IRRIGATION (GILLESPIE) | 64000 | AGRICULTURAL CONSERVATION
K | IRRIGATION CONSERVATION - DRIP IRRIGATION - MILLS COUNTY | 2020 | IRRIGATION (MILLS) | 857000 | AGRICULTURAL CONSERVATION
K | IRRIGATION CONSERVATION - DRIP IRRIGATION - SAN SABA COUNTY | 2020 | IRRIGATION (SAN SABA) | 834000 | AGRICULTURAL CONSERVATION
K | IRRIGATION CONSERVATION - ON FARM - COLORADO COUNTY | 2020 | IRRIGATION (COLORADO) | 16465031 | AGRICULTURAL CONSERVATION
K | IRRIGATION CONSERVATION - ON FARM - MATAGORDA COUNTY | 2020 | IRRIGATION (MATAGORDA) | 14677716 | AGRICULTURAL CONSERVATION
K | IRRIGATION CONSERVATION - ON FARM - WHARTON COUNTY | 2020 | IRRIGATION (WHARTON) | 33010253 | AGRICULTURAL CONSERVATION
K | IRRIGATION CONSERVATION - REAL-TIME USE METERING AND MONITORING - COLORADO COUNTY | 2020 | IRRIGATION (COLORADO) | 9859973 | AGRICULTURAL CONSERVATION
K | IRRIGATION CONSERVATION - REAL-TIME USE METERING AND MONITORING - MATAGORDA COUNTY | 2020 | IRRIGATION (MATAGORDA) | 6154934 | AGRICULTURAL CONSERVATION
K | IRRIGATION CONSERVATION - REAL-TIME USE METERING AND MONITORING - WHARTON COUNTY | 2020 | IRRIGATION (WHARTON) | 8954093 | AGRICULTURAL CONSERVATION
K | IRRIGATION CONSERVATION - SPRINKLER - COLORADO COUNTY | 2020 | IRRIGATION (COLORADO) | 4671137 | AGRICULTURAL CONSERVATION
K | IRRIGATION CONSERVATION - SPRINKLER - MATAGORDA COUNTY | 2020 | IRRIGATION (MATAGORDA) | 2915884 | AGRICULTURAL CONSERVATION
K | IRRIGATION CONSERVATION - SPRINKLER - WHARTON COUNTY | 2020 | IRRIGATION (WHARTON) | 4241979 | AGRICULTURAL CONSERVATION
K | IRRIGATION OPERATIONS CONVEYANCE IMPROVEMENTS - COLORADO COUNTY | 2020 | IRRIGATION (COLORADO) | 21711976 | AGRICULTURAL CONSERVATION
K | IRRIGATION OPERATIONS CONVEYANCE IMPROVEMENTS - MATAGORDA COUNTY | 2020 | IRRIGATION (MATAGORDA) | 49254266 | AGRICULTURAL CONSERVATION
K | IRRIGATION OPERATIONS CONVEYANCE IMPROVEMENTS - WHARTON COUNTY | 2020 | IRRIGATION (WHARTON) | 30013756 | AGRICULTURAL CONSERVATION
K | LCRA - ACQUIRE ADDITIONAL WATER RIGHTS | 2030 | LOWER COLORADO RIVER AUTHORITY | 125000 | OTHER SURFACE WATER
K | LCRA - AQUIFER STORAGE AND RECOVERY | 2040 | LOWER COLORADO RIVER AUTHORITY | 146592000 | AQUIFER STORAGE AND RECOVERY
K | LCRA - BAYLOR CREEK RESERVOIR | 2040 | LOWER COLORADO RIVER AUTHORITY | 219883000 | NEW MAJOR RESERVOIR
K | LCRA - ENHANCED MUNICIPAL AND INDUSTRIAL CONSERVATION | 2020 | LOWER COLORADO RIVER AUTHORITY | 74415000 | INDUSTRIAL CONSERVATION
K | LCRA - ENHANCED RECHARGE AND CONJUNCTIVE USE | 2040 | LOWER COLORADO RIVER AUTHORITY | 71125000 | CONJUNCTIVE USE
K | LCRA - EXCESS FLOWS PERMIT OFF-CHANNEL RESERVOIR | 2030 | LOWER COLORADO RIVER AUTHORITY | 540110000 | NEW MAJOR RESERVOIR
K | LCRA - IMPORT RETURN FLOWS FROM WILLIAMSON COUNTY | 2030 | LOWER COLORADO RIVER AUTHORITY | 75734000 | OTHER SURFACE WATER
K | LCRA - MID-BASIN OFF-CHANNEL RESERVOIR | 2030 | LOWER COLORADO RIVER AUTHORITY | 344259000 | NEW MAJOR RESERVOIR
K | LCRA - PRAIRIE SITE OFF-CHANNEL RESERVOIR | 2030 | LOWER COLORADO RIVER AUTHORITY | 16690000 | OTHER SURFACE WATER
K | MARBLE FALLS REGIONAL PROJECT | 2030 | COUNTY-OTHER (BURNET); MARBLE FALLS | 56608000 | NEW MAJOR RESERVOIR
K | MUNICIPAL CONSERVATION - AQUA WSC | 2020 | AQUA WSC | 16162569 | MUNICIPAL CONSERVATION
K | MUNICIPAL CONSERVATION - BARTON CREEK WEST WSC | 2020 | BARTON CREEK WEST WSC | 444000 | MUNICIPAL CONSERVATION
K | MUNICIPAL CONSERVATION - BARTON CREEK WSC | 2020 | BARTON CREEK WSC | 956000 | MUNICIPAL CONSERVATION
K | MUNICIPAL CONSERVATION - BASTROP | 2020 | BASTROP | 8306000 | MUNICIPAL CONSERVATION
K | MUNICIPAL CONSERVATION - BASTROP COUNTY-OTHER | 2020 | COUNTY-OTHER (BASTROP) | 4150000 | MUNICIPAL CONSERVATION
K | MUNICIPAL CONSERVATION - BERTRAM | 2020 | BERTRAM | 868000 | MUNICIPAL CONSERVATION
K | MUNICIPAL CONSERVATION - BLANCO | 2030 | BLANCO | 1700238 | MUNICIPAL CONSERVATION
K | MUNICIPAL CONSERVATION - BUDA | 2020 | BUDA | 6871000 | MUNICIPAL CONSERVATION
K | MUNICIPAL CONSERVATION - BURNET | 2020 | BURNET | 4107000 | MUNICIPAL CONSERVATION
K | MUNICIPAL CONSERVATION - BURNET COUNTY-OTHER | 2020 | COUNTY-OTHER (BURNET) | 4746933 | MUNICIPAL CONSERVATION
K | MUNICIPAL CONSERVATION - CEDAR PARK | 2020 | CEDAR PARK | 3932000 | MUNICIPAL CONSERVATION
K | MUNICIPAL CONSERVATION - COLUMBUS | 2020 | COLUMBUS | 2160000 | MUNICIPAL CONSERVATION
K | MUNICIPAL CONSERVATION - COTTONWOOD SHORES | 2020 | COTTONWOOD SHORES | 830020 | MUNICIPAL CONSERVATION
K | MUNICIPAL CONSERVATION - CREEDMOOR-MAHA WSC | 2020 | CREEDMOOR-MAHA WSC | 2445000 | MUNICIPAL CONSERVATION
K | MUNICIPAL CONSERVATION - CYPRESS RANCH WCID 1 | 2020 | CYPRESS RANCH WCID 1 | 494000 | MUNICIPAL CONSERVATION
K | MUNICIPAL CONSERVATION - DRIPPING SPRINGS WSC | 2020 | DRIPPING SPRINGS WSC | 7627247 | MUNICIPAL CONSERVATION
K | MUNICIPAL CONSERVATION - ELGIN | 2020 | ELGIN | 7130000 | MUNICIPAL CONSERVATION
K | MUNICIPAL CONSERVATION - FAYETTE COUNTY WCID MONUMENT HILL | 2020 | FAYETTE COUNTY WCID MONUMENT HILL | 288000 | MUNICIPAL CONSERVATION
K | MUNICIPAL CONSERVATION - FLATONIA | 2020 | FLATONIA | 1106000 | MUNICIPAL CONSERVATION
K | MUNICIPAL CONSERVATION - FREDERICKSBURG | 2020 | FREDERICKSBURG | 7476000 | MUNICIPAL CONSERVATION
K | MUNICIPAL CONSERVATION - GEORGETOWN | 2020 | GEORGETOWN | 579000 | MUNICIPAL CONSERVATION
K | MUNICIPAL CONSERVATION - GOLDTHWAITE | 2020 | GOLDTHWAITE | 1229000 | MUNICIPAL CONSERVATION
K | MUNICIPAL CONSERVATION - HAYS COUNTY WCID 1 | 2020 | HAYS COUNTY WCID 1 | 1815000 | MUNICIPAL CONSERVATION
K | MUNICIPAL CONSERVATION - HAYS COUNTY WCID 2 | 2020 | HAYS COUNTY WCID 2 | 1032000 | MUNICIPAL CONSERVATION
K | MUNICIPAL CONSERVATION - HORSESHOE BAY | 2020 | HORSESHOE BAY | 6832000 | MUNICIPAL CONSERVATION
K | MUNICIPAL CONSERVATION - HURST CREEK MUD | 2020 | HURST CREEK MUD | 1041000 | MUNICIPAL CONSERVATION
K | MUNICIPAL CONSERVATION - JOHNSON CITY | 2020 | JOHNSON CITY | 1131823 | MUNICIPAL CONSERVATION
K | MUNICIPAL CONSERVATION - JONESTOWN WSC | 2020 | JONESTOWN WSC | 2502106 | MUNICIPAL CONSERVATION
K | MUNICIPAL CONSERVATION - KELLY LANE WCID 1 | 2020 | KELLY LANE WCID 1 | 681000 | MUNICIPAL CONSERVATION
K | MUNICIPAL CONSERVATION - KEMPNER WSC | 2020 | KEMPNER WSC | 519566 | MUNICIPAL CONSERVATION
K | MUNICIPAL CONSERVATION - LA GRANGE | 2020 | LA GRANGE | 2637312 | MUNICIPAL CONSERVATION
K | MUNICIPAL CONSERVATION - LAGO VISTA | 2020 | LAGO VISTA | 6769000 | MUNICIPAL CONSERVATION
K | MUNICIPAL CONSERVATION - LAKEWAY MUD | 2020 | LAKEWAY MUD | 4588000 | MUNICIPAL CONSERVATION
K | MUNICIPAL CONSERVATION - LLANO | 2020 | LLANO | 2619000 | MUNICIPAL CONSERVATION
K | MUNICIPAL CONSERVATION - LOOP 360 WSC | 2020 | LOOP 360 WSC | 801000 | MUNICIPAL CONSERVATION
K | MUNICIPAL CONSERVATION - MARBLE FALLS | 2020 | MARBLE FALLS | 6780000 | MUNICIPAL CONSERVATION
K | MUNICIPAL CONSERVATION - MATAGORDA WASTE DISPOSAL & WSC | 2020 | MATAGORDA WASTE DISPOSAL AND WSC | 1030000 | MUNICIPAL CONSERVATION
K | MUNICIPAL CONSERVATION - MEADOWLAKES | 2020 | MEADOWLAKES | 1706000 | MUNICIPAL CONSERVATION
K | MUNICIPAL CONSERVATION - NORTH SAN SABA WSC | 2020 | NORTH SAN SABA WSC | 2122000 | MUNICIPAL CONSERVATION
K | MUNICIPAL CONSERVATION - OAK SHORES WATER SYSTEM | 2020 | OAK SHORES WATER SYSTEM | 237000 | MUNICIPAL CONSERVATION
K | MUNICIPAL CONSERVATION - PFLUGERVILLE | 2020 | PFLUGERVILLE | 9804939 | MUNICIPAL CONSERVATION
K | MUNICIPAL CONSERVATION - RICHLAND SUD | 2020 | RICHLAND SUD | 680000 | MUNICIPAL CONSERVATION
K | MUNICIPAL CONSERVATION - ROLLINGWOOD | 2020 | ROLLINGWOOD | 822000 | MUNICIPAL CONSERVATION
K | MUNICIPAL CONSERVATION - ROUGH HOLLOW IN TRAVIS COUNTY | 2020 | ROUGH HOLLOW IN TRAVIS COUNTY | 1892000 | MUNICIPAL CONSERVATION
K | MUNICIPAL CONSERVATION - ROUND ROCK | 2020 | ROUND ROCK | 69787 | MUNICIPAL CONSERVATION
K | MUNICIPAL CONSERVATION - SAN SABA | 2020 | SAN SABA | 2830000 | MUNICIPAL CONSERVATION
K | MUNICIPAL CONSERVATION - SCHULENBURG | 2020 | SCHULENBURG | 1794000 | MUNICIPAL CONSERVATION
K | MUNICIPAL CONSERVATION - SENNA HILLS MUD | 2020 | SENNA HILLS MUD | 454000 | MUNICIPAL CONSERVATION
K | MUNICIPAL CONSERVATION - SHADY HOLLOW MUD | 2020 | SHADY HOLLOW MUD | 1132000 | MUNICIPAL CONSERVATION
K | MUNICIPAL CONSERVATION - SMITHVILLE | 2020 | SMITHVILLE | 1440741 | MUNICIPAL CONSERVATION
K | MUNICIPAL CONSERVATION - SUNSET VALLEY | 2020 | SUNSET VALLEY | 556000 | MUNICIPAL CONSERVATION
K | MUNICIPAL CONSERVATION - TRAVIS COUNTY MUD 10 | 2020 | TRAVIS COUNTY MUD 10 | 261000 | MUNICIPAL CONSERVATION
K | MUNICIPAL CONSERVATION - TRAVIS COUNTY MUD 4 | 2020 | TRAVIS COUNTY MUD 4 | 2740000 | MUNICIPAL CONSERVATION
K | MUNICIPAL CONSERVATION - TRAVIS COUNTY WCID 10 | 2020 | TRAVIS COUNTY WCID 10 | 4498000 | MUNICIPAL CONSERVATION
K | MUNICIPAL CONSERVATION - TRAVIS COUNTY WCID 17 | 2020 | TRAVIS COUNTY WCID 17 | 16270000 | MUNICIPAL CONSERVATION
K | MUNICIPAL CONSERVATION - TRAVIS COUNTY WCID 18 | 2020 | TRAVIS COUNTY WCID 18 | 1524479 | MUNICIPAL CONSERVATION
K | MUNICIPAL CONSERVATION - TRAVIS COUNTY WCID 19 | 2020 | TRAVIS COUNTY WCID 19 | 187000 | MUNICIPAL CONSERVATION
K | MUNICIPAL CONSERVATION - TRAVIS COUNTY WCID 20 | 2020 | TRAVIS COUNTY WCID 20 | 582000 | MUNICIPAL CONSERVATION
K | MUNICIPAL CONSERVATION - TRAVIS COUNTY WCID POINT VENTURE | 2020 | TRAVIS COUNTY WCID POINT VENTURE | 757000 | MUNICIPAL CONSERVATION
K | MUNICIPAL CONSERVATION - TRAVIS COUNTY-OTHER (AQUA TEXAS - RIVERCREST) | 2020 | COUNTY-OTHER (TRAVIS) | 1100000 | MUNICIPAL CONSERVATION
K | MUNICIPAL CONSERVATION - WEIMAR | 2020 | WEIMAR | 1203000 | MUNICIPAL CONSERVATION
K | MUNICIPAL CONSERVATION - WEST TRAVIS COUNTY PUA | 2020 | WEST TRAVIS COUNTY PUBLIC UTILITY AGENCY | 18416000 | MUNICIPAL CONSERVATION
K | MUNICIPAL CONSERVATION - WHARTON | 2020 | WHARTON | 4681000 | MUNICIPAL CONSERVATION
K | MUNICIPAL CONSERVATION - WHARTON COUNTY WCID 2 | 2020 | WHARTON COUNTY WCID 2 | 1345000 | MUNICIPAL CONSERVATION
K | MUNICIPAL CONSERVATION - WINDERMERE UTILITY | 2020 | WINDERMERE UTILITY | 2259450 | MUNICIPAL CONSERVATION
K | NEW SURFACE WATER INFRASTRUCTURE - BASTROP REGIONAL PROJECT | 2050 | BASTROP; AQUA WSC; BASTROP COUNTY WCID 2 | 168347000 | INDIRECT REUSE; OTHER SURFACE WATER
K | NEW SURFACE WATER INFRASTRUCTURE - SMITHVILLE | 2030 | SMITHVILLE | 10589000 | OTHER SURFACE WATER
K | RAINWATER HARVESTING - COUNTY-OTHER HAYS | 2030 | COUNTY-OTHER (HAYS) | 10275000 | OTHER STRATEGIES
K | RAINWATER HARVESTING - DRIPPING SPRINGS WSC | 2030 | DRIPPING SPRINGS WSC | 16867000 | OTHER STRATEGIES
K | RAINWATER HARVESTING - HAYS | 2030 | HAYS | 1429000 | OTHER STRATEGIES
K | RAINWATER HARVESTING - SUNSET VALLEY | 2030 | SUNSET VALLEY | 739000 | OTHER STRATEGIES
K | SURFACE WATER INFRASTRUCTURE EXPANSION - WTCPUA | 2030 | WEST TRAVIS COUNTY PUBLIC UTILITY AGENCY | 35402000 | NEW MAJOR RESERVOIR
K | WATER PURCHASE CONTRACTS & AMENDMENTS - HAYS | 2060 | HAYS | 213000 | GROUNDWATER WELLS AND OTHER
L | ARWA PHASE 2 | 2040 | ALLIANCE REGIONAL WATER AUTHORITY | 130526000 | GROUNDWATER WELLS AND OTHER
L | ARWA PHASE 3 | 2060 | ALLIANCE REGIONAL WATER AUTHORITY | 73558000 | OTHER DIRECT REUSE
L | ARWA/GBRA SHARED FACILITIES PROJECT | 2020 | GUADALUPE-BLANCO RIVER AUTHORITY; ALLIANCE REGIONAL WATER AUTHORITY | 352877000 | GROUNDWATER WELLS AND OTHER
L | BOERNE NON-POTABLE REUSE PROJECT | 2020 | BOERNE | 9575000 | OTHER DIRECT REUSE
L | BRACKISH WILCOX GROUNDWATER FOR SS WSC | 2060 | S S WSC | 20384000 | GROUNDWATER DESALINATION
L | BRACKISH WILCOX GROUNDWATER FOR SSLGC | 2040 | SCHERTZ-SEGUIN LOCAL GOVERNMENT CORPORATION | 31941000 | GROUNDWATER DESALINATION
L | CIBOLO VALLEY LCG CARRIZO PROJECT | 2030 | CIBOLO VALLEY LOCAL GOVERNMENT CORPORATION | 130277000 | GROUNDWATER WELLS AND OTHER
L | COUNTY LINE SUD BRACKISH EDWARDS PROJECT | 2050 | COUNTY LINE SUD | 13602000 | GROUNDWATER DESALINATION
L | COUNTY LINE TRINITY WELLFIELD | 2050 | COUNTY LINE SUD | 11761000 | GROUNDWATER WELLS AND OTHER
L | CRWA - BRACKISH WILCOX GROUNDWATER | 2030 | CANYON REGIONAL WATER AUTHORITY | 177944000 | GROUNDWATER DESALINATION; GROUNDWATER WELLS AND OTHER
L | CRWA SIESTA PROJECT | 2060 | CANYON REGIONAL WATER AUTHORITY | 107161000 | INDIRECT REUSE; OTHER SURFACE WATER
L | CRWA WELLS RANCH (PHASE 3) | 2020 | CANYON REGIONAL WATER AUTHORITY | 47832000 | GROUNDWATER WELLS AND OTHER
L | EL OSO REGION L GROUNDWATER DEVELOPMENT | 2020 | EL OSO WSC | 809000 | GROUNDWATER WELLS AND OTHER
L | FAIR OAKS RANCH NON-POTABLE REUSE PROJECT | 2030 | FAIR OAKS RANCH | 3159000 | OTHER DIRECT REUSE
L | FE - ATASCOSA RURAL WSC INTERCONNECT | 2020 | ATASCOSA RURAL WSC | 3623000 | GROUNDWATER WELLS AND OTHER
L | FE - CPS DIRECT RECYCLE PIPELINE | 2030 | SAN ANTONIO WATER SYSTEM | 35589000 | OTHER DIRECT REUSE
L | FE - CRWA EXPANDED LAKE DUNLAP WTP | 2020 | CANYON REGIONAL WATER AUTHORITY | 19040000 | OTHER SURFACE WATER
L | FE - CRWA HAYS CALDWELL WTP EXPANSION | 2020 | CANYON REGIONAL WATER AUTHORITY | 19040000 | OTHER DIRECT REUSE; OTHER SURFACE WATER
L | FE - GBRA WESTERN CANYON WTP EXPANSION | 2030 | GUADALUPE-BLANCO RIVER AUTHORITY | 23953000 | OTHER SURFACE WATER
L | FE - HAYS COUNTY PIPELINE | 2030 | GUADALUPE-BLANCO RIVER AUTHORITY | 25486000 | OTHER SURFACE WATER
L | FE - NBU SEGUIN INTERCONNECT | 2020 | NEW BRAUNFELS | 2428000 | GROUNDWATER WELLS AND OTHER
L | FE - NBU SOUTH WTP EXPANSION | 2030 | NEW BRAUNFELS | 27701000 | OTHER SURFACE WATER
L | FE - SAWS EXPANDED ASR TREATMENT PLANT | 2030 | SAN ANTONIO WATER SYSTEM | 39508000 | AQUIFER STORAGE AND RECOVERY
L | FE - SAWS WESTERN INTEGRATED PIPELINE (PHASE 2) | 2020 | SAN ANTONIO WATER SYSTEM | 113039000 | GROUNDWATER WELLS AND OTHER; OTHER SURFACE WATER
L | FE - SPRINGS HILL 16INCH BORED PIPELINE UNDER THE GUADALUPE RIVER | 2030 | SPRINGS HILL WSC | 490000 | OTHER SURFACE WATER
L | FE - SPRINGS HILL LAKE PLACID WTP EXPANSION | 2020 | SPRINGS HILL WSC | 12995000 | OTHER SURFACE WATER
L | GBRA LOWER BASIN STORAGE | 2020 | GUADALUPE-BLANCO RIVER AUTHORITY | 65470000 | NEW MAJOR RESERVOIR
L | GBRA MBWSP | 2030 | GUADALUPE-BLANCO RIVER AUTHORITY | 403046000 | AQUIFER STORAGE AND RECOVERY
L | GBRA NEW APPROPRIATION (LOWER BASIN) | 2030 | GUADALUPE-BLANCO RIVER AUTHORITY | 381960000 | NEW MAJOR RESERVOIR
L | GBRA VICTORIA COUNTY STEAM ELECTRIC PROJECT | 2030 | GUADALUPE-BLANCO RIVER AUTHORITY | 117260000 | NEW MAJOR RESERVOIR
L | KARNES CITY - LOCAL GROUNDWATER DEVELOPMENT | 2020 | KARNES CITY | 4080000 | GROUNDWATER WELLS AND OTHER
L | LOCAL CARRIZO AQUIFER - FLORESVILLE | 2040 | FLORESVILLE | 5477000 | GROUNDWATER WELLS AND OTHER
L | LOCAL CARRIZO AQUIFER - PEARSALL | 2020 | PEARSALL | 6140000 | GROUNDWATER WELLS AND OTHER
L | LOCAL GROUNDWATER - ATASCOSA RURAL WSC | 2020 | ATASCOSA RURAL WSC | 6490000 | GROUNDWATER WELLS AND OTHER
L | LOCAL GROUNDWATER - CALHOUN COUNTY-OTHER | 2060 | COUNTY-OTHER (CALHOUN) | 1502000 | GROUNDWATER WELLS AND OTHER
L | LOCAL GROUNDWATER - KT WATER DEVELOPMENT | 2020 | KT WATER DEVELOPMENT | 3596000 | GROUNDWATER WELLS AND OTHER
L | LOCAL GROUNDWATER - LULING | 2030 | LULING | 4038000 | GROUNDWATER WELLS AND OTHER
L | LOCAL GROUNDWATER - MANUFACTURING, DEWITT | 2030 | MANUFACTURING (DEWITT) | 167000 | GROUNDWATER WELLS AND OTHER
L | LOCAL GROUNDWATER - MANUFACTURING, KARNES | 2040 | MANUFACTURING (KARNES) | 188000 | GROUNDWATER WELLS AND OTHER
L | LOCAL GROUNDWATER - MINING, COMAL | 2020 | MINING (COMAL) | 10202000 | GROUNDWATER WELLS AND OTHER
L | LOCAL GROUNDWATER - MINING, UVALDE | 2020 | MINING (UVALDE) | 153000 | GROUNDWATER WELLS AND OTHER
L | LOCAL GROUNDWATER - WATER SERVICES | 2030 | WATER SERVICES | 4378000 | GROUNDWATER WELLS AND OTHER
L | LOCAL GROUNDWATER - WINGERT WATER SYSTEMS | 2020 | WINGERT WATER SYSTEMS | 1463000 | GROUNDWATER WELLS AND OTHER
L | LOCAL GULF COAST AQUIFER - DEWITT MINING | 2020 | MINING (DEWITT) | 1333000 | GROUNDWATER WELLS AND OTHER
L | MARTINDALE WSC - ALLUVIAL WELL | 2030 | MARTINDALE WSC | 1253000 | GROUNDWATER WELLS AND OTHER
L | MAXWELL WSC - TRINITY WELLFIELD | 2040 | MAXWELL WSC | 7971000 | GROUNDWATER WELLS AND OTHER
L | NBU - TRINITY DEVELOPMENT | 2030 | NEW BRAUNFELS | 19155000 | GROUNDWATER WELLS AND OTHER
L | NEW BRAUNFELS UTILITIES ASR | 2020 | NEW BRAUNFELS | 39198000 | AQUIFER STORAGE AND RECOVERY
L | RECYCLED WATER PROGRAM - SAWS | 2030 | SAN ANTONIO WATER SYSTEM | 196963028 | OTHER DIRECT REUSE
L | REUSE - COUNTY LINE SUD | 2020 | COUNTY LINE SUD | 28256000 | OTHER DIRECT REUSE
L | SAN MARCOS - NON-POTABLE REUSE | 2020 | SAN MARCOS | 106770000 | OTHER DIRECT REUSE
L | SAN MARCOS - POTABLE REUSE | 2050 | SAN MARCOS | 106770000 | DIRECT POTABLE REUSE
L | SAWS - EXPANDED BRACKISH WILCOX PROJECT | 2040 | SAN ANTONIO WATER SYSTEM | 819805000 | GROUNDWATER DESALINATION; GROUNDWATER WELLS AND OTHER
L | SAWS - EXPANDED LOCAL CARRIZO | 2040 | SAN ANTONIO WATER SYSTEM | 23489000 | GROUNDWATER WELLS AND OTHER
L | SAWS ADVANCED METER INFRASTRUCTURE | 2020 | SAN ANTONIO WATER SYSTEM | 208060000 | MUNICIPAL CONSERVATION
L | SSLGC EXPANDED CARRIZO PROJECT | 2020 | SCHERTZ-SEGUIN LOCAL GOVERNMENT CORPORATION | 75542000 | GROUNDWATER WELLS AND OTHER
L | VICTORIA - ASR | 2020 | VICTORIA | 37982000 | AQUIFER STORAGE AND RECOVERY
M | AGUA SUD - EAST WWTP POTABLE REUSE PHASE I | 2020 | AGUA SUD | 28261000 | DIRECT POTABLE REUSE
M | AGUA SUD - WEST WWTP POTABLE REUSE PHASE I | 2020 | AGUA SUD | 24515000 | DIRECT POTABLE REUSE
M | AGUA SUD - WEST WWTP POTABLE REUSE PHASE II | 2040 | AGUA SUD | 24367000 | DIRECT POTABLE REUSE
M | ALAMO - BRACKISH GROUNDWATER DESALINATION PLANT | 2030 | ALAMO | 16845000 | GROUNDWATER DESALINATION
M | ALAMO - FRESH GROUNDWATER WELL | 2020 | ALAMO | 1416000 | GROUNDWATER WELLS AND OTHER
M | BAYVIEW ID CONSERVATION | 2020 | BAYVIEW IRRIGATION DISTRICT #11 | 10125384 | AGRICULTURAL CONSERVATION; MUNICIPAL CONSERVATION
M | BROWNSVILLE - BANCO MORALES RESERVOIR | 2030 | BROWNSVILLE | 12516000 | OTHER SURFACE WATER
M | BROWNSVILLE - NON-POTABLE WATER REUSE PIPELINE | 2030 | BROWNSVILLE | 99249000 | OTHER DIRECT REUSE
M | BROWNSVILLE - RESACA RESTORATION | 2020 | BROWNSVILLE | 14398000 | MUNICIPAL CONSERVATION
M | BROWNSVILLE - SOUTHSIDE WWTP POTABLE REUSE PHASE I | 2050 | BROWNSVILLE | 43787000 | DIRECT POTABLE REUSE
M | BROWNSVILLE - SOUTHSIDE WWTP POTABLE REUSE PHASE II | 2070 | BROWNSVILLE | 22759000 | DIRECT POTABLE REUSE
M | BROWNSVILLE ID CONSERVATION | 2020 | BROWNSVILLE IRRIGATION DISTRICT | 7637457 | AGRICULTURAL CONSERVATION; MUNICIPAL CONSERVATION
M | CAMERON COUNTY ID #2 CONSERVATION | 2020 | CAMERON COUNTY IRRIGATION DISTRICT #2 | 79856194 | AGRICULTURAL CONSERVATION; INDUSTRIAL CONSERVATION; MUNICIPAL CONSERVATION
M | CAMERON COUNTY ID NO. 6 CONSERVATION | 2020 | CAMERON COUNTY IRRIGATION DISTRICT #6 | 28752120 | AGRICULTURAL CONSERVATION; INDUSTRIAL CONSERVATION; MUNICIPAL CONSERVATION
M | CAMERON COUNTY WATER IMPROVEMENT DISTRICT NO. 10 CONSERVATION | 2020 | CAMERON COUNTY IRRIGATION DISTRICT #10 | 2361772 | AGRICULTURAL CONSERVATION
M | COUNTY-OTHER, CAMERON - EXPANDED GROUNDWATER SUPPLY | 2020 | COUNTY-OTHER (CAMERON) | 9783000 | GROUNDWATER WELLS AND OTHER
M | COUNTY-OTHER, STARR - ADDITIONAL GROUNDWATER WELLS | 2020 | COUNTY-OTHER (STARR) | 1404000 | GROUNDWATER WELLS AND OTHER
M | COUNTY-OTHER, WEBB - ADDITIONAL GROUNDWATER WELLS | 2020 | COUNTY-OTHER (WEBB) | 3469000 | GROUNDWATER WELLS AND OTHER
M | DELTA LAKE ID - ID CONSERVATION | 2020 | DELTA LAKE IRRIGATION DISTRICT | 55808978 | AGRICULTURAL CONSERVATION; MUNICIPAL CONSERVATION
M | DONNA - WTP EXPANSION, NEW RAW WATER RESERVOIR, AND RAW WATER PUMP STATION | 2020 | DONNA | 27155000 | OTHER SURFACE WATER
M | DONNA ID CONSERVATION | 2020 | DONNA IRRIGATION DISTRICT-HIDALGO COUNTY #1 | 7459530 | AGRICULTURAL CONSERVATION; MUNICIPAL CONSERVATION
M | EDCOUCH - NEW GROUNDWATER SUPPLY | 2020 | EDCOUCH | 6931000 | GROUNDWATER WELLS AND OTHER
M | EDINBURG - NON-POTABLE REUSE | 2020 | EDINBURG | 17177000 | OTHER DIRECT REUSE
M | EL JARDIN WSC - DISTRIBUTION PIPELINE REPLACEMENT | 2020 | EL JARDIN WSC | 19802000 | MUNICIPAL CONSERVATION
M | ENGLEMAN ID CONSERVATION | 2020 | ENGELMAN IRRIGATION DISTRICT | 5262249 | AGRICULTURAL CONSERVATION
M | ERHWSC - FM 2925 TRANSMISSION LINE | 2030 | EAST RIO HONDO WSC | 8039000 | MUNICIPAL CONSERVATION
M | ERHWSC - SURFACE WTP PHASE I | 2020 | EAST RIO HONDO WSC | 45625000 | OTHER SURFACE WATER
M | HARLINGEN ID CONSERVATION | 2020 | HARLINGEN IRRIGATION DISTRICT-CAMERON COUNTY #1 | 3814870 | AGRICULTURAL CONSERVATION; MUNICIPAL CONSERVATION
M | HCID#6 SERVICE AREA EXPANSION | 2040 | HIDALGO COUNTY IRRIGATION DISTRICT #6 | 19281000 | OTHER SURFACE WATER
M | HIDALGO - EXPAND EXISTING GROUNDWATER WELLS | 2040 | HIDALGO | 831000 | GROUNDWATER WELLS AND OTHER
M | HIDALGO AND CAMERON COUNTY ID NO. 9 CONSERVATION | 2020 | HIDALGO-CAMERON COUNTY IRRIGATION DISTRICT #9 | 63146985 | AGRICULTURAL CONSERVATION; MUNICIPAL CONSERVATION
M | HIDALGO COUNTY ID NO. 1 CONSERVATION | 2020 | HIDALGO COUNTY IRRIGATION DISTRICT #1 | 26418956 | AGRICULTURAL CONSERVATION; MUNICIPAL CONSERVATION
M | HIDALGO COUNTY ID NO. 13 CONSERVATION | 2020 | HIDALGO COUNTY IRRIGATION DISTRICT #13 | 772193 | AGRICULTURAL CONSERVATION
M | HIDALGO COUNTY ID NO. 16 CONSERVATION | 2020 | HIDALGO COUNTY IRRIGATION DISTRICT #16 | 9801872 | AGRICULTURAL CONSERVATION; MUNICIPAL CONSERVATION
M | HIDALGO COUNTY ID NO. 2 CONSERVATION | 2020 | HIDALGO COUNTY IRRIGATION DISTRICT #2 | 12825016 | AGRICULTURAL CONSERVATION; MUNICIPAL CONSERVATION
M | HIDALGO COUNTY ID NO. 5 CONSERVATION | 2020 | HIDALGO COUNTY IRRIGATION DISTRICT #5 | 6092515 | AGRICULTURAL CONSERVATION
M | HIDALGO COUNTY ID NO. 6 CONSERVATION | 2020 | HIDALGO COUNTY IRRIGATION DISTRICT #6 | 16160527 | AGRICULTURAL CONSERVATION; MUNICIPAL CONSERVATION
M | HIDALGO COUNTY WCID NO. 18 CONSERVATION | 2020 | HIDALGO COUNTY WCID #18 | 665437 | AGRICULTURAL CONSERVATION
M | HIDALGO COUNTY WID NO. 19 (SHARYLAND) CONSERVATION | 2020 | HIDALGO COUNTY IRRIGATION DISTRICT #19 | 3789099 | AGRICULTURAL CONSERVATION
M | HIDALGO COUNTY WID NO. 3 CONSERVATION | 2020 | HIDALGO COUNTY WID #3 | 70572603 | AGRICULTURAL CONSERVATION; MUNICIPAL CONSERVATION
M | IRRIGATION, JIM HOGG - ADDITIONAL GROUNDWATER WELLS | 2020 | IRRIGATION (JIM HOGG) | 2631000 | GROUNDWATER WELLS AND OTHER
M | LA FERIA - WATER WELL WITH RO UNIT | 2030 | LA FERIA | 7413000 | GROUNDWATER DESALINATION
M | LA FERIA ID CONSERVATION | 2020 | LA FERIA IRRIGATION DISTRICT-CAMERON COUNTY #3 | 59989636 | AGRICULTURAL CONSERVATION; MUNICIPAL CONSERVATION
M | LAGUNA MADRE WATER DISTRICT - POTABLE REUSE | 2030 | LAGUNA MADRE WATER DISTRICT | 4197000 | DIRECT POTABLE REUSE
M | LAGUNA MADRE WATER DISTRICT - SEAWATER DESALINATION PLANT | 2050 | LAGUNA MADRE WATER DISTRICT | 40290000 | SEAWATER DESALINATION
M | LAGUNA MADRE WATER DISTRICT - WTP NO. 1 EXPANSION AND PROCESS IMPROVEMENTS | 2020 | LAGUNA MADRE WATER DISTRICT | 20953000 | OTHER SURFACE WATER
M | LAREDO - SOUTH LAREDO WWTP POTABLE REUSE PHASE I | 2040 | LAREDO | 24714000 | DIRECT POTABLE REUSE
M | LAREDO - SOUTH LAREDO WWTP POTABLE REUSE PHASE II | 2060 | LAREDO | 37351000 | DIRECT POTABLE REUSE
M | LOS FRESNOS - WTP EXPANSION | 2020 | LOS FRESNOS | 3845000 | OTHER SURFACE WATER
M | LYFORD - BRACKISH GROUNDWATER WELL AND DESALINATION | 2030 | LYFORD | 5753000 | GROUNDWATER DESALINATION
M | MAVERICK COUNTY WCID - ID CONSERVATION | 2020 | MAVERICK COUNTY WCID #1 | 50136923 | AGRICULTURAL CONSERVATION
M | MCALLEN - AMI PROJECT | 2020 | MCALLEN | 24872000 | MUNICIPAL CONSERVATION
M | MCALLEN - BRACKISH GROUNDWATER DESALINATION PLANT | 2030 | MCALLEN | 41344000 | GROUNDWATER DESALINATION
M | MCALLEN - NORTH WWTP POTABLE REUSE PHASE I | 2030 | MCALLEN | 49777000 | DIRECT POTABLE REUSE
M | MCALLEN - NORTH WWTP POTABLE REUSE PHASE II | 2050 | MCALLEN | 27604000 | DIRECT POTABLE REUSE
M | MCALLEN - RAW WATER LINE PROJECT | 2020 | MCALLEN | 1576000 | OTHER SURFACE WATER
M | MISSION - BRACKISH GROUNDWATER DESALINATION PLANT | 2030 | MISSION | 41344000 | GROUNDWATER DESALINATION
M | MISSION - WWTP POTABLE REUSE PHASE I | 2020 | MISSION | 43296000 | DIRECT POTABLE REUSE
M | MISSION - WWTP POTABLE REUSE PHASE II | 2050 | MISSION | 39139000 | DIRECT POTABLE REUSE
M | NAWSC - DELTA AREA BRACKISH GROUNDWATER DESALINATION PLANT | 2030 | NORTH ALAMO WSC | 28374000 | GROUNDWATER DESALINATION
M | NAWSC - DELTA WTP EXPANSION PHASE I | 2040 | NORTH ALAMO WSC | 16797000 | OTHER SURFACE WATER
M | NAWSC - DELTA WTP EXPANSION PHASE II | 2050 | NORTH ALAMO WSC | 10008000 | OTHER SURFACE WATER
M | NORTH CAMERON REGIONAL WTP WELLFIELD EXPANSION | 2030 | EAST RIO HONDO WSC; NORTH ALAMO WSC | 10699000 | GROUNDWATER DESALINATION
M | OLMITO WSC - NEW BIOLAC WWTP | 2020 | OLMITO WSC | 11311000 | OTHER DIRECT REUSE
M | OLMITO WSC - WTP EXPANSION | 2020 | OLMITO WSC | 11311000 | OTHER SURFACE WATER
M | PHARR - RAW WATER RESERVOIR AUGMENTATION | 2020 | PHARR | 53015000 | DIRECT POTABLE REUSE
M | PRIMERA - RO WTP WITH GROUNDWATER WELL | 2030 | PRIMERA | 10804000 | GROUNDWATER DESALINATION
M | RIO GRANDE CITY - WATER METER REPLACEMENT | 2020 | RIO GRANDE CITY | 3945000 | MUNICIPAL CONSERVATION
M | RIO HONDO - NEW GROUNDWATER SUPPLY | 2020 | RIO HONDO | 765000 | GROUNDWATER WELLS AND OTHER
M | RIO HONDO - NON-POTABLE REUSE | 2020 | RIO HONDO | 10848000 | OTHER DIRECT REUSE
M | ROMA - REGIONAL WTP | 2030 | ROMA | 45625000 | OTHER SURFACE WATER
M | SAN BENITO - NEW GROUNDWATER SUPPLY | 2030 | SAN BENITO | 2214000 | GROUNDWATER DESALINATION
M | SAN JUAN - BRACKISH GROUNDWATER WELL | 2030 | SAN JUAN | 8594000 | GROUNDWATER DESALINATION
M | SAN JUAN - POTABLE REUSE | 2040 | SAN JUAN | 24354000 | DIRECT POTABLE REUSE
M | SAN JUAN - WTP NO. 1 UPGRADE, EXPANSION, AND BGD | 2030 | SAN JUAN | 11784000 | GROUNDWATER DESALINATION
M | SANTA CRUZ ID CONSERVATION | 2020 | SANTA CRUZ IRRIGATION DISTRICT #15 | 5356629 | AGRICULTURAL CONSERVATION; MUNICIPAL CONSERVATION
M | SHARYLAND WSC - WELL AND RO UNIT AT WTP #2 | 2030 | SHARYLAND WSC | 19805000 | GROUNDWATER DESALINATION
M | SHARYLAND WSC - WELL AND RO UNIT AT WTP #3 | 2030 | SHARYLAND WSC | 19805000 | GROUNDWATER DESALINATION
M | UNION WSC METER AND LINE REPLACEMENT | 2020 | UNION WSC | 3320000 | MUNICIPAL CONSERVATION
M | UNITED ID CONSERVATION | 2020 | UNITED IRRIGATION DISTRICT | 23387772 | AGRICULTURAL CONSERVATION; MUNICIPAL CONSERVATION
M | URBANIZATION - AGUA SUD | 2040 | AGUA SUD | 4263000 | OTHER SURFACE WATER
M | URBANIZATION - ALAMO | 2020 | ALAMO | 735000 | OTHER SURFACE WATER
M | URBANIZATION - BROWNSVILLE | 2060 | BROWNSVILLE | 1014000 | OTHER SURFACE WATER
M | URBANIZATION - CAMERON COUNTY-OTHER | 2020 | COUNTY-OTHER (CAMERON) | 2661000 | OTHER SURFACE WATER
M | URBANIZATION - DONNA | 2020 | DONNA | 6720000 | OTHER SURFACE WATER
M | URBANIZATION - EAGLE PASS | 2020 | EAGLE PASS | 672000 | OTHER SURFACE WATER
M | URBANIZATION - EAST RIO HONDO WSC (ERHWSC) | 2020 | EAST RIO HONDO WSC | 1632000 | OTHER SURFACE WATER
M | URBANIZATION - EDINBURG | 2020 | EDINBURG | 9708000 | OTHER SURFACE WATER
M | URBANIZATION - EL JARDIN WSC | 2020 | EL JARDIN WSC | 69000 | OTHER SURFACE WATER
M | URBANIZATION - EL SAUZ WSC | 2020 | EL SAUZ WSC | 150000 | OTHER SURFACE WATER
M | URBANIZATION - EL TANQUE WSC | 2020 | EL TANQUE WSC | 75000 | OTHER SURFACE WATER
M | URBANIZATION - ELSA | 2020 | ELSA | 675000 | OTHER SURFACE WATER
M | URBANIZATION - HARLINGEN | 2050 | HARLINGEN | 825000 | OTHER SURFACE WATER
M | URBANIZATION - HIDALGO | 2020 | HIDALGO | 234000 | OTHER SURFACE WATER
M | URBANIZATION - HIDALGO COUNTY MUD 1 | 2020 | HIDALGO COUNTY MUD 1 | 444000 | OTHER SURFACE WATER
M | URBANIZATION - HIDALGO COUNTY-OTHER | 2020 | COUNTY-OTHER (HIDALGO) | 1725000 | OTHER SURFACE WATER
M | URBANIZATION - LA GRULLA | 2020 | LA GRULLA | 2091000 | OTHER SURFACE WATER
M | URBANIZATION - LA JOYA | 2020 | LA JOYA | 1131000 | OTHER SURFACE WATER
M | URBANIZATION - LA VILLA | 2020 | LA VILLA | 111000 | OTHER SURFACE WATER
M | URBANIZATION - LAGUNA MADRE WATER DISTRICT | 2020 | LAGUNA MADRE WATER DISTRICT | 1119000 | OTHER SURFACE WATER
M | URBANIZATION - LAREDO | 2070 | LAREDO | 1800000 | OTHER SURFACE WATER
M | URBANIZATION - LOS FRESNOS | 2020 | LOS FRESNOS | 1680000 | OTHER SURFACE WATER
M | URBANIZATION - MAVERICK COUNTY-OTHER | 2020 | COUNTY-OTHER (MAVERICK) | 1275000 | OTHER SURFACE WATER
M | URBANIZATION - MCALLEN | 2040 | MCALLEN | 8904000 | OTHER SURFACE WATER
M | URBANIZATION - MERCEDES | 2050 | MERCEDES | 660000 | OTHER SURFACE WATER
M | URBANIZATION - MILITARY HIGHWAY WSC | 2020 | MILITARY HIGHWAY WSC | 300000 | OTHER SURFACE WATER
M | URBANIZATION - MIRANDO CITY WSC | 2020 | MIRANDO CITY WSC | 75000 | OTHER SURFACE WATER
M | URBANIZATION - MISSION | 2020 | MISSION | 5961000 | OTHER SURFACE WATER
M | URBANIZATION - NORTH ALAMO WSC (NAWSC) | 2020 | NORTH ALAMO WSC | 16049929 | OTHER SURFACE WATER
M | URBANIZATION - OLMITO WSC | 2030 | OLMITO WSC | 39000 | OTHER SURFACE WATER
M | URBANIZATION - PHARR | 2030 | PHARR | 60000 | OTHER SURFACE WATER
M | URBANIZATION - PORT MANSFIELD PUD | 2020 | PORT MANSFIELD PUD | 414000 | OTHER SURFACE WATER
M | URBANIZATION - PRIMERA | 2050 | PRIMERA | 120000 | OTHER SURFACE WATER
M | URBANIZATION - RIO GRANDE CITY | 2020 | RIO GRANDE CITY | 4086000 | OTHER SURFACE WATER
M | URBANIZATION - RIO WSC | 2060 | RIO WSC | 165000 | OTHER SURFACE WATER
M | URBANIZATION - ROMA | 2020 | ROMA | 3060000 | OTHER SURFACE WATER
M | URBANIZATION - SAN BENITO | 2070 | SAN BENITO | 912000 | OTHER SURFACE WATER
M | URBANIZATION - SAN JUAN | 2050 | SAN JUAN | 1836000 | OTHER SURFACE WATER
M | URBANIZATION - SEBASTIAN MUD | 2050 | SEBASTIAN MUD | 3000 | OTHER SURFACE WATER
M | URBANIZATION - SHARYLAND WSC | 2030 | SHARYLAND WSC | 1029000 | OTHER SURFACE WATER
M | URBANIZATION - SIESTA SHORES WCID | 2020 | SIESTA SHORES WCID | 6000 | OTHER SURFACE WATER
M | URBANIZATION - STARR COUNTY-OTHER | 2020 | COUNTY-OTHER (STARR) | 480000 | OTHER SURFACE WATER
M | URBANIZATION - UNION WSC | 2020 | UNION WSC | 2145000 | OTHER SURFACE WATER
M | URBANIZATION - WEBB COUNTY | 2050 | WEBB COUNTY | 450000 | OTHER SURFACE WATER
M | URBANIZATION - WESLACO | 2030 | WESLACO | 3000000 | OTHER SURFACE WATER
M | URBANIZATION - ZAPATA COUNTY-OTHER | 2020 | COUNTY-OTHER (ZAPATA) | 168000 | OTHER SURFACE WATER
M | VALLEY ACRES ID CONSERVATION | 2020 | VALLEY ACRES IRRIGATION DISTRICT | 2846479 | AGRICULTURAL CONSERVATION
M | WEBB COUNTY WATER UTILITY - EXPANDED GROUNDWATER SUPPLY | 2030 | WEBB COUNTY | 631000 | GROUNDWATER WELLS AND OTHER
M | WESLACO - GROUNDWATER DEVELOPMENT AND BLENDING | 2020 | WESLACO | 1240000 | GROUNDWATER WELLS AND OTHER
M | WESLACO - NORTH WWTP POTABLE REUSE PHASE I | 2020 | WESLACO | 10489000 | DIRECT POTABLE REUSE
M | ZAPATA COUNTY - NEW GROUNDWATER SUPPLY | 2020 | ZAPATA COUNTY | 11061000 | GROUNDWATER WELLS AND OTHER
N | CITY OF ALICE - BRACKISH GROUNDWATER DESALINATION | 2020 | ALICE | 23983000 | GROUNDWATER DESALINATION
N | CITY OF ALICE - NONPOTABLE REUSE | 2030 | ALICE | 10222000 | OTHER DIRECT REUSE
N | CITY OF CORPUS CHRISTI ASR | 2030 | CORPUS CHRISTI | 90199000 | AQUIFER STORAGE AND RECOVERY
N | CITY OF CORPUS CHRISTI SEAWATER DESALINATION (INNER HARBOR) | 2030 | CORPUS CHRISTI | 236693000 | SEAWATER DESALINATION
N | CITY OF CORPUS CHRISTI SEAWATER DESALINATION (LA QUINTA) | 2030 | CORPUS CHRISTI | 420372000 | SEAWATER DESALINATION
N | EVANGELINE/LAGUNA TREATED GROUNDWATER PROJECT | 2030 | SAN PATRICIO MWD; CORPUS CHRISTI | 157550000 | GROUNDWATER DESALINATION
N | GULF COAST AQUIFER SUPPLIES - REGION N EL OSO WSC | 2020 | EL OSO WSC | 424000 | GROUNDWATER WELLS AND OTHER
N | GULF COAST SUPPLIES - BEE COUNTY OTHER | 2020 | COUNTY-OTHER (BEE) | 4943000 | GROUNDWATER WELLS AND OTHER
N | GULF COAST SUPPLIES - BEE IRRIGATION | 2020 | IRRIGATION (BEE) | 1166000 | GROUNDWATER WELLS AND OTHER
N | GULF COAST SUPPLIES - BEE MINING | 2020 | MINING (BEE) | 622000 | GROUNDWATER WELLS AND OTHER
N | GULF COAST SUPPLIES - BROOKS COUNTY OTHER | 2020 | COUNTY-OTHER (BROOKS) | 1207000 | GROUNDWATER WELLS AND OTHER
N | GULF COAST SUPPLIES - BROOKS MINING | 2020 | MINING (BROOKS) | 615000 | GROUNDWATER WELLS AND OTHER
N | GULF COAST SUPPLIES - DUVAL COUNTY OTHER | 2020 | COUNTY-OTHER (DUVAL) | 2109000 | GROUNDWATER WELLS AND OTHER
N | GULF COAST SUPPLIES - DUVAL MINING | 2020 | MINING (DUVAL) | 3228000 | GROUNDWATER WELLS AND OTHER
N | GULF COAST SUPPLIES - JIM WELLS COUNTY OTHER | 2020 | COUNTY-OTHER (JIM WELLS) | 10704000 | GROUNDWATER WELLS AND OTHER
N | GULF COAST SUPPLIES - JIM WELLS IRRIGATION | 2020 | IRRIGATION (JIM WELLS) | 753000 | GROUNDWATER WELLS AND OTHER
N | GULF COAST SUPPLIES - JIM WELLS MANUFACTURING | 2020 | MANUFACTURING (JIM WELLS) | 129000 | GROUNDWATER WELLS AND OTHER
N | GULF COAST SUPPLIES - JIM WELLS MINING | 2020 | MINING (JIM WELLS) | 202000 | GROUNDWATER WELLS AND OTHER
N | GULF COAST SUPPLIES - KENEDY MINING | 2020 | MINING (KENEDY) | 469000 | GROUNDWATER WELLS AND OTHER
N | GULF COAST SUPPLIES - KLEBERG MANUFACTURING | 2020 | MANUFACTURING (KLEBERG) | 852000 | GROUNDWATER WELLS AND OTHER
N | GULF COAST SUPPLIES - KLEBERG MINING | 2020 | MINING (KLEBERG) | 638000 | GROUNDWATER WELLS AND OTHER
N | GULF COAST SUPPLIES - LIVE OAK IRRIGATION | 2020 | IRRIGATION (LIVE OAK) | 917000 | GROUNDWATER WELLS AND OTHER
N | GULF COAST SUPPLIES - LIVE OAK MANUFACTURING | 2020 | MANUFACTURING (LIVE OAK) | 188000 | GROUNDWATER WELLS AND OTHER
N | GULF COAST SUPPLIES - NUECES COUNTY OTHER | 2020 | COUNTY-OTHER (NUECES) | 4514000 | GROUNDWATER WELLS AND OTHER
N | GULF COAST SUPPLIES - NUECES IRRIGATION | 2020 | IRRIGATION (NUECES) | 319000 | GROUNDWATER WELLS AND OTHER
N | GULF COAST SUPPLIES - NUECES MINING | 2020 | MINING (NUECES) | 2200000 | GROUNDWATER WELLS AND OTHER
N | GULF COAST SUPPLIES - SAN DIEGO MUD 1 | 2020 | SAN DIEGO MUD 1 | 1856000 | GROUNDWATER WELLS AND OTHER
N | GULF COAST SUPPLIES - SAN PATRICIO IRRIGATION | 2020 | IRRIGATION (SAN PATRICIO) | 420000 | GROUNDWATER WELLS AND OTHER
N | GULF COAST SUPPLIES - SAN PATRICIO MINING | 2020 | MINING (SAN PATRICIO) | 1141000 | GROUNDWATER WELLS AND OTHER
N | GULF COAST SUPPLIES - TDCJ CHASE FIELD | 2020 | TDCJ CHASE FIELD | 703000 | GROUNDWATER WELLS AND OTHER
N | IRRIGATION CONSERVATION - BEE COUNTY | 2020 | IRRIGATION (BEE) | 3041704 | AGRICULTURAL CONSERVATION
N | IRRIGATION CONSERVATION - JIM WELLS COUNTY | 2020 | IRRIGATION (JIM WELLS) | 548471 | AGRICULTURAL CONSERVATION
N | IRRIGATION CONSERVATION - LIVE OAK COUNTY | 2020 | IRRIGATION (LIVE OAK) | 676687 | AGRICULTURAL CONSERVATION
N | IRRIGATION CONSERVATION - NUECES COUNTY | 2020 | IRRIGATION (NUECES) | 15196 | AGRICULTURAL CONSERVATION
N | IRRIGATION CONSERVATION - SAN PATRICIO COUNTY | 2020 | IRRIGATION (SAN PATRICIO) | 7829259 | AGRICULTURAL CONSERVATION
N | LOCAL BALANCING STORAGE RESERVOIR | 2020 | NUECES COUNTY WCID 3 | 21575000 | OTHER SURFACE WATER
N | MUNICIPAL CONSERVATION - ALICE | 2030 | ALICE | 4862000 | MUNICIPAL CONSERVATION
N | MUNICIPAL CONSERVATION - BEEVILLE | 2030 | BEEVILLE | 3991000 | MUNICIPAL CONSERVATION
N | MUNICIPAL CONSERVATION - BISHOP | 2030 | BISHOP | 213000 | MUNICIPAL CONSERVATION
N | MUNICIPAL CONSERVATION - CORPUS CHRISTI | 2030 | CORPUS CHRISTI | 53940000 | MUNICIPAL CONSERVATION
N | MUNICIPAL CONSERVATION - CORPUS CHRISTI NAVAL AIR STATION | 2030 | CORPUS CHRISTI NAVAL AIR STATION | 2560000 | MUNICIPAL CONSERVATION
N | MUNICIPAL CONSERVATION - COUNTY OTHER (KENEDY) | 2030 | COUNTY-OTHER (KENEDY) | 503000 | MUNICIPAL CONSERVATION
N | MUNICIPAL CONSERVATION - COUNTY OTHER (KLEBERG) | 2030 | COUNTY-OTHER (KLEBERG) | 51000 | MUNICIPAL CONSERVATION
N | MUNICIPAL CONSERVATION - FALFURRIAS | 2030 | FALFURRIAS | 3423000 | MUNICIPAL CONSERVATION
N | MUNICIPAL CONSERVATION - FREER WCID | 2030 | FREER WCID | 1070000 | MUNICIPAL CONSERVATION
N | MUNICIPAL CONSERVATION - GEORGE WEST | 2030 | GEORGE WEST | 207000 | MUNICIPAL CONSERVATION
N | MUNICIPAL CONSERVATION - GREGORY | 2030 | GREGORY | 55000 | MUNICIPAL CONSERVATION
N | MUNICIPAL CONSERVATION - NAVAL AIR STATION KINGSVILLE | 2030 | NAVAL AIR STATION KINGSVILLE | 716000 | MUNICIPAL CONSERVATION
N | MUNICIPAL CONSERVATION - NUECES COUNTY WCID 3 | 2030 | NUECES COUNTY WCID 3 | 7316000 | MUNICIPAL CONSERVATION
N | MUNICIPAL CONSERVATION - NUECES COUNTY WCID 4 | 2030 | NUECES COUNTY WCID 4 | 5640000 | MUNICIPAL CONSERVATION
N | MUNICIPAL CONSERVATION - NUECES WSC | 2030 | NUECES WSC | 177000 | MUNICIPAL CONSERVATION
N | MUNICIPAL CONSERVATION - ORANGE GROVE | 2030 | ORANGE GROVE | 1153000 | MUNICIPAL CONSERVATION
N | MUNICIPAL CONSERVATION - PREMONT | 2030 | PREMONT | 1504000 | MUNICIPAL CONSERVATION
N | MUNICIPAL CONSERVATION - REGION N EL OSO WSC | 2030 | EL OSO WSC | 297000 | MUNICIPAL CONSERVATION
N | MUNICIPAL CONSERVATION - ROCKPORT | 2030 | ROCKPORT | 1751000 | MUNICIPAL CONSERVATION
N | MUNICIPAL CONSERVATION - SAN DIEGO MUD 1 | 2030 | SAN DIEGO MUD 1 | 538000 | MUNICIPAL CONSERVATION
N | MUNICIPAL CONSERVATION - SINTON | 2030 | SINTON | 2137000 | MUNICIPAL CONSERVATION
N | MUNICIPAL CONSERVATION - TDCJ CHASE FIELD | 2030 | TDCJ CHASE FIELD | 1947000 | MUNICIPAL CONSERVATION
N | MUNICIPAL CONSERVATION - THREE RIVERS | 2030 | THREE RIVERS | 183000 | MUNICIPAL CONSERVATION
N | O.N. STEVENS WTP IMPROVEMENTS | 2020 | CORPUS CHRISTI | 68212000 | OTHER SURFACE WATER
N | PORT OF CORPUS CHRISTI AUTHORITY SEAWATER DESALINATION - HARBOR ISLAND | 2030 | PORT OF CORPUS CHRISTI AUTHORITY | 802807000 | SEAWATER DESALINATION
N | PORT OF CORPUS CHRISTI AUTHORITY SEAWATER DESALINATION - LA QUINTA CHANNEL | 2030 | PORT OF CORPUS CHRISTI AUTHORITY | 457732000 | SEAWATER DESALINATION
N | POSEIDON REGIONAL SEAWATER DESALINATION PROJECT AT INGLESIDE | 2030 | POSEIDON WATER | 724984000 | SEAWATER DESALINATION
N | REGIONAL INDUSTRIAL WASTEWATER REUSE PLAN (SPMWD) | 2030 | SAN PATRICIO MWD | 115502000 | OTHER DIRECT REUSE
O | BAILEY COUNTY - MULESHOE LOCAL GROUNDWATER DEVELOPMENT | 2030 | MULESHOE | 631000 | GROUNDWATER WELLS AND OTHER
O | CROSBY COUNTY - MINING ADDITIONAL GROUNDWATER DEVELOPMENT | 2020 | MINING (CROSBY) | 1298000 | GROUNDWATER WELLS AND OTHER
O | CROSBY COUNTY - RALLS ADDITIONAL GROUNDWATER DEVELOPMENT | 2020 | RALLS | 849000 | GROUNDWATER WELLS AND OTHER
O | DAWSON COUNTY MINING ADDITIONAL GROUNDWATER DEVELOPMENT | 2020 | MINING (DAWSON) | 1976000 | GROUNDWATER WELLS AND OTHER
O | DEAF SMITH COUNTY MANUFACTURING ADDITIONAL GROUNDWATER DEVELOPMENT | 2020 | MANUFACTURING (DEAF SMITH) | 3222000 | GROUNDWATER WELLS AND OTHER
O | GAINES COUNTY - MANUFACTURING ADDITIONAL GROUNDWATER DEVELOPMENT | 2020 | MANUFACTURING (GAINES) | 3066000 | GROUNDWATER WELLS AND OTHER
O | GAINES COUNTY - SEMINOLE LOCAL GROUNDWATER DEVELOPMENT | 2020 | SEMINOLE | 42649000 | GROUNDWATER WELLS AND OTHER
O | GAINES COUNTY-OTHER LOCAL GROUNDWATER DEVELOPMENT | 2030 | COUNTY-OTHER (GAINES) | 4159000 | GROUNDWATER WELLS AND OTHER
O | HALE COUNTY - MANUFACTURING ADDITIONAL GROUNDWATER DEVELOPMENT | 2020 | MANUFACTURING (HALE) | 8932000 | GROUNDWATER WELLS AND OTHER
O | HALE COUNTY - MINING ADDITIONAL GROUNDWATER DEVELOPMENT | 2020 | MINING (HALE) | 1562000 | GROUNDWATER WELLS AND OTHER
O | LAMB COUNTY - LITTLEFIELD ADDITIONAL GROUNDWATER DEVELOPMENT | 2030 | LITTLEFIELD | 902000 | GROUNDWATER WELLS AND OTHER
O | LAMB COUNTY - MINING ADDITIONAL GROUNDWATER DEVELOPMENT | 2020 | MINING (LAMB) | 1019000 | GROUNDWATER WELLS AND OTHER
O | LUBBOCK COUNTY - LUBBOCK BAILEY COUNTY WELL FIELD CAPACITY MAINTENANCE | 2020 | LUBBOCK | 94704000 | GROUNDWATER WELLS AND OTHER
O | LUBBOCK COUNTY - LUBBOCK CRMWA AQUIFER STORAGE AND RECOVERY | 2060 | LUBBOCK | 103917000 | AQUIFER STORAGE AND RECOVERY
O | LUBBOCK COUNTY - LUBBOCK DIRECT POTABLE REUSE TO NORTH WATER TREATMENT PLANT | 2070 | LUBBOCK | 125890000 | OTHER DIRECT REUSE
O | LUBBOCK COUNTY - LUBBOCK JIM BERTRAM LAKE 7 | 2040 | LUBBOCK | 251043000 | NEW MAJOR RESERVOIR
O | LUBBOCK COUNTY - LUBBOCK LAKE ALAN HENRY PHASE 2 | 2030 | LUBBOCK | 103152000 | OTHER SURFACE WATER
O | LUBBOCK COUNTY - MANUFACTURING ADDITIONAL GROUNDWATER DEVELOPMENT | 2020 | MANUFACTURING (LUBBOCK) | 2742000 | GROUNDWATER WELLS AND OTHER
O | LUBBOCK COUNTY - MINING ADDITIONAL GROUNDWATER DEVELOPMENT | 2020 | MINING (LUBBOCK) | 18678000 | GROUNDWATER WELLS AND OTHER
O | LUBBOCK COUNTY - WOLFFORTH LOCAL GROUNDWATER DEVELOPMENT | 2040 | WOLFFORTH | 13961000 | GROUNDWATER WELLS AND OTHER
O | LYNN COUNTY - MINING ADDITIONAL GROUNDWATER DEVELOPMENT | 2020 | MINING (LYNN) | 1342000 | GROUNDWATER WELLS AND OTHER
O | PLAINVIEW AQUIFER STORAGE AND RECOVERY (ASR) | 2030 | PLAINVIEW | 8857000 | AQUIFER STORAGE AND RECOVERY
O | PLAINVIEW REUSE | 2040 | PLAINVIEW | 10349000 | OTHER DIRECT REUSE
O | TERRY COUNTY - BROWNFIELD ADDITIONAL GROUNDWATER DEVELOPMENT | 2050 | BROWNFIELD | 633000 | GROUNDWATER WELLS AND OTHER
O | TERRY COUNTY - MINING ADDITIONAL GROUNDWATER DEVELOPMENT | 2020 | MINING (TERRY) | 993000 | GROUNDWATER WELLS AND OTHER
O | YOAKUM COUNTY - MINING ADDITIONAL GROUNDWATER DEVELOPMENT | 2020 | MINING (YOAKUM) | 1300000 | GROUNDWATER WELLS AND OTHER
P | IRRIGATION CONSERVATION - ON FARM | 2020 | IRRIGATION (WHARTON) | 7239000 | AGRICULTURAL CONSERVATION
P | IRRIGATION CONSERVATION - TAILWATER RECOVERY | 2020 | IRRIGATION (WHARTON) | 19092000 | AGRICULTURAL CONSERVATION
P | LAVACA OFF-CHANNEL RESERVOIR - PHASE 1 | 2030 | LAVACA NAVIDAD RIVER AUTHORITY | 41781000 | NEW MAJOR RESERVOIR
P | LAVACA OFF-CHANNEL RESERVOIR - PHASE 2 | 2040 | LAVACA NAVIDAD RIVER AUTHORITY | 289977000 | NEW MAJOR RESERVOIR
P | LNRA DESALINATION | 2040 | LAVACA NAVIDAD RIVER AUTHORITY | 49900000 | GROUNDWATER DESALINATION; OTHER STRATEGIES
P | MUNICIPAL CONSERVATION - EL CAMPO | 2030 | EL CAMPO | 3671000 | MUNICIPAL CONSERVATION
P | MUNICIPAL CONSERVATION - HALLETTSVILLE | 2030 | HALLETTSVILLE | 1502000 | MUNICIPAL CONSERVATION
P | MUNICIPAL CONSERVATION - MOULTON | 2030 | MOULTON | 410000 | MUNICIPAL CONSERVATION
P | MUNICIPAL CONSERVATION - SHINER | 2030 | SHINER | 810000 | MUNICIPAL CONSERVATION
P | MUNICIPAL CONSERVATION - WHARTON COUNTY WCID 1 | 2030 | WHARTON COUNTY WCID 1 | 409000 | MUNICIPAL CONSERVATION
P | MUNICIPAL CONSERVATION - YOAKUM | 2020 | YOAKUM | 85984 | MUNICIPAL CONSERVATION
P | REUSE | 2030 | EL CAMPO | 7881000 | OTHER DIRECT REUSE